{"text_format":"1","workbook":"xlsx","n_sheets":4,"sheets":["VOLBY TISKU","PŘEHLED","INSTALACE","POROVNÁNÍ iNELS vs KNX"],"not_rendered":{"charts":0,"images":75,"macros":1,"external_links":0,"defined_names":4,"comments":0,"pivot_tables":0},"unopened":[],"bounds":{"document_bytes":16777216,"sheet_cells":100000,"rows_first":2000,"rows_last":500,"rows_between":2000,"halvings":0,"cell_chars":16384,"cell_head_chars":4096},"cells_cut":0,"cells_raw":0,"read":"whole","date_system":"1900"}

{"sheet":"VOLBY TISKU","index":0,"n_rows":23,"n_cols":3,"rows_kept":23,"cut":false,"hidden":true,"merged":[]}
[]
[]
[]
[]
[]
[]
[]
[]
[]
[]
[]
[]
[]
[]
[]
[]
[]
[]
[]
[]
[]
[null," "]
[null,null,"Zpět MENU"]

{"sheet":"PŘEHLED","index":1,"n_rows":192,"n_cols":49,"rows_kept":192,"cut":false,"hidden":false,"merged":[[1,0,1,1],[183,41,183,42],[142,41,142,42],[153,41,153,42],[160,41,160,42],[161,42,162,42],[163,42,165,42],[166,42,167,42],[168,42,169,42],[171,41,171,42],[177,41,177,42],[166,33,167,33],[168,33,169,33],[171,32,171,33],[177,32,177,33],[183,32,183,33],[166,24,167,24],[168,24,169,24],[171,23,171,24],[177,23,177,24],[183,23,183,24],[161,33,162,33],[163,33,165,33],[136,41,136,42],[135,23,135,24],[135,32,135,33],[136,23,136,24],[136,32,136,33],[142,32,142,33],[153,32,153,33],[160,32,160,33],[142,23,142,24],[153,23,153,24],[160,23,160,24],[161,24,162,24],[163,24,165,24],[135,41,135,42],[45,0,45,1],[51,0,51,1],[29,1,30,1],[31,1,33,1],[34,1,35,1],[36,1,37,1],[3,0,3,1],[10,0,10,1],[21,0,21,1],[28,0,28,1],[39,0,39,1]]}
[null,null,"PŘEHLED SYSTÉMŮ"]
[" ",null,null,null,null,null,null,null," ",null,null,null,null,null,null,null,null," "," "," "," "," "]
[]
["VŠEOBECNÉ INFORMACE",null," "," "," ",null," "," "," "," "," "," "," "," "," "," "," "," "," "," "," "," "," "]
[null,"Výrobce","ELKO EP, s.r.o., Holešov","Crestron Electronics, Inc.","Control4","ABB, Busch Jaeger","Giersiepen GmbH & Co. KG","ALBRECHT JUNG GMBH & CO. KG","Loxone electronics, Kollerschlag, AU","Trump Electronics S.A.","ABB s.r.o., Elektro-Praga","BPT Spa a Socio Unico","Hager Electro s.r.o. (Hager Group)","Legrand s.r.o.","Legrand s.r.o.","Niko NV","Merten GmbH","Vimar","LCN Polska Sp. Z o. o. Sp. K.","MDT technologies GmbH","Siemens AG","HDL China","Španělsko"]
[null,"země původu","CZ","USA","USA","CH","DE","DE","AU","B","CZ","IT","F","F","F",null,"DE","IT","PL","DE","DE","China","Simon Maxlon"]
[null,"web výrobce","www.elkoep.cz","www.crestron.com/","http://www.control4.com/"," http://new.abb.com/cz","www.gira.com","www.jung.de/","http://www.loxone.com","www.domintell.com","www.enika.cz","http://www.bpt.it/en/ita","www.hager.cz","www.bticino.com","www.legrand.cz","www.niko.be","www.merten.de","www.vimar.eu","www.LCN.pl","http://www.mdt.de/EN_Start.html","www.siemens.com","http://www.hdlautomation.com/","http://www.simon.es/en/inicio"]
[null,"web systému","www.inels.cz","http://crestron.mediacontrol.cz/","http://www.control4.com/","http://www.abb.cz/product/cz/9AAC111724.aspx","http://www.gira.cz/index.asp?cat=prvky&page=news","http://www.jung.de/en/623/products/technology/","http://www.loxone.com/cscz/produkty","http://www.cmsys.cz/cze/automatizace-budov/system-domintell/","http://www117.abb.com/index.asp?thema=9745","http://www.bpt.it/en/ita/home.jsp?idrub=8","http://hager.cz/index.php?scr=1024&id=1129","http://www.legrand.cz/inteligentni-elektroinstalace?P=456&L=CZ","http://www.legrand.cz/cz/scripts/cz/publigen/content/templates/previewColonneDroite.asp?P=360&L=CZ","http://www.niko.eu/enus/niko/products/niko-home-control/","http://www.merten.de","www.vimar.eu","http://www.lcn.pl/index.php?id=system&sub=oszczedny","http://www.mdt.de/EN_Downloads.html","https://www.cee.siemens.com/web/cz/cz/corporate/portal/home/produkty_a_sluzby/IBT/synco_living/Pages/uvod.aspx","http://www.hdlautomation.com/product-category/010-bus-pro/","http://www.simon.es/en/product--the-complete-range-/domontica-inmotica/simon-maxlon"]
[null,"zaměření systému","domovní aplikace","luxusní domovní aplikace","domovní aplikace","luxusní domovní aplikace"," ","rozsáhlé komerční aplikace","domovní i komerční aplikace","domovní aplikace","domovní aplikace","domovní instalace","domovní aplikace","komplexní domovní aplikace","rekonstrukce starších instalací","novostavby a rekonstrukce bytů a domů","rozsáhlé komerční aplikace","lodní a domovní automatizece","domovní a střední komerční aplikace","domovní i komerční aplikace","domovní i komerční aplikace","residential, commercial, hospitality, marine","residential and commercial applications"]
[null,null,"střední komerční aplikace","rozsáhlé komerční aplikace","střední komerční aplikace","rozsáhlé komerční aplikace"," "," "," ","střední komerční aplikace"," "," "," "," "," ","střední komerční aplikace"," "," "," "," "," "," "]
["ÚDAJE O SBĚRNICI",null," "," "," "," "," "," "," "," "," "," "," "," "," "," "," "," "," "," "," "," "]
[null,"Typ sběrnice","CIB","Cresnet","RS485/LAN","KNX / EIB","EIB InstaBus","EIB/KNX","EIB/KNX","RS485","KNX/EIB","LONWorks","KNX / EIB","RS 485","typická instalace","nikobus","KNX","KNX - TPBUS","PLC - Power line communication","EIB/KNX","EIB/KNX TP1, KNX RF","BusPro","LonWorks"]
[null,"Topologie","liniová, hvězdice, stromová","liniová, hvězdice, stromová","liniová","liniová, hvězdice, stromová","liniová","liniová, hvězdice, stromová","liniová, hvězdice, stromová","volná","liniová","volná","liniová","volná","dáno instalací","liniová, hvězdice, stromová","liniová, hvězdice, stromová","lineární, hvězda, jejich kombinace","typická instalace","liniová, hvězdice, stromová","liniová, hvězdice, stromová","line"]
[null,"Počet vodičů sběrnice",2,4,null," ",2,2,2,6,4,2,2,2,"dáno instalací","2 vodiče",2,2,2,2,2,null,"-"]
[null,"Napájení sběrnice","27V DC","24V DC","12V DC","30V","30V DC","30V DC","24V DC","12VDC","24V","20V DC","30V DC","27V DC","230V AC","9V DC","30V DC","29V DC","230V AC","30V DC","29V DC","24V DC"]
[null,"Typ systému","centralizovaný","centralizovaný","centralizovaný","decentralizovaný","decentralizovaný","decentralizovaný","centralizovaný","decentralizovaný","centralizovaný","centralizovaný","decentralizovaný","decentralizovaný","decentralizovaný","hybridní (částečně decentralizovaný)","decentralizovaný","centralizovaný","hybridní","centralizovaný","centralizovaný","centralizovaný, decentralizovaný"]
[null,"Délka sběrnice max. [m]",550,1500,300,"350 (700)",1000,1000," ",1600,700,1000,1000,"zhruba 250m","dáno instalací",1000," ","1000m"," ",1000,1000,1200,"-"]
[null,"Počet linií max.",3," "," ","15x12",12,"15x15",null," ",8,10,"4 (1+3)"," "," "," "," ","15 zón, každá s 16 liniemi"," ",null,null,null,"-"]
[null,"Počet jednotek na sběrnici max.",32," "," ","64(252)",64,64,null," ",64,"40 (80)",64," "," ",20," ",128," ",64,64,64,"-"]
[null,"Max. počet jednotek",576," "," ","11520(46080)",57375,14400," "," ",512,200,256," "," ","20x256"," ","30720 + EZS"," ",256,256,512]
[null,"Způsob rozšíření sběrnice:","8x MI3"," "," "," "," ","přidáním linie (přes oddělovač)","Rozšiřující master moduly"," "," "," "," "," ","připojení ke klasické instalaci 230V AC"," "," ","za pomocí Linkového členu"," ","Rozšiřující master moduly","Rozšiřující master moduly"]
["EXTERNÍ KOMUNIKACE",null," "," "," "," "," "," "," "," "," "," "," "," "," "," "," "," "," "," "," "," "]
[null,"Ethernet","ano, centrální jednotka","ano","ano","ano, telefonní modul TG/S 3.2","ano","ano","ano","ano (DETH02)","ano, v komunikačním modulu (3270-C16200)","ano","ano (jednotka TH009, TH010)"," ","ne","ne","ano","Testováno na náročné mořské podmínky provozu","ne","ano",null,"ano","yes"]
[null,"RS232/RS485","ano","ano","ano"," ","ano","ne","ne","ano (DRS23201, DRS23202)","ne","RS 422","ne"," ","ne","ne","ano"," ","ne","ne",null,"ano","yes"]
[null,"IR","ano","ano","ano"," ","ano","ano","ne","ano eg. DDIR02","ne",null,"ne","ano","ne","ano","ano"," ","ne","ne",null,"ano","yes"]
[null,"USB","ne",null,null," ","ano"," ","ne","ano (DUSB01)","ne",null,"ano",null,"ne","ne","ano"," ","ne","ne",null,"ne","yes"]
[null,"GSM","ano, GSM brána","ano","ano","ano (3298-C77900)","ne","ano"," ","ano (DGSM01)","ano (3270-C16500)",null,"ano","ano, ovládání pouze 2 kontaktů","ano","ano (GSM-SMS modem)","ano","ano (GSM-SMS modem)","N/A"," ",null,"ano"]
[null,"webserver","ano","ano (jednotka CP2E)","ano (jednotka CP2E)"," ","ano","ne","ano","ano (DETH03)","ano, v komunikačním modulu (3270-C16200)",null,"ano, modul internet brány","ano","Omizzy web server","ne","ano (jednotka IC1)"," ","N/A","ano",null,null,"yes"]
["JEDNOTKY",null," "," "," "," "," "," "," "," "," "," "," "," "," "," "," "," "," "," "," "," "," "]
[null,"Spínací","3x  modul"," "," ","20x modul","7x modul","11x modul","8x modul","2x modul","4x modul",null,"9x modul","5x modul","1x modul","2x modul","15x modul","5x modul","3x modul",null,null,"12x modul"]
[null,null,"2x box"," "," ",null,"2x box","3x box"," "," ","1x box",null," ","3x box","4x box"," ","4x box"," ","2x box",null,null,"2x box"]
[null,"Stmívací","stmívání R, L, C, LED, ESL zátěží"," "," ","stmívání R, L, C zátěží","stmívání R, L, C zátěží","stmívání R, L, C zátěží + LED","stmívání R, L, C zátěží"," ","žárovky, halogeny",null," ","stmívání R, L, C zátěží + LED","stmívání R, L, C zátěží","stmívání R, L, C zátěží","stmívání R, L, C zátěží"," ","stmívání R, L, C zátěží",null,null,"stmívání R, L, C, LED, CFL"]
[null,null,"4x Modul + 1 rozšiřující"," "," ","10x modul","7x modul"," ","4x modul","4x modul","1x modul",null,"4x modul","5x modul","2x modul","5x modul","9x modul","3x modul","3x modul",null,null,"13x modul"]
[null,null,"1x box"," "," "," ","1x box"," "," "," "," "," "," "," ","2x box"," ","1x box"," "," "," "," ","2x box"," "]
[null,"Převodní","2x modul"," "," ","7x modul","3x modul","1x modul"," ","2x modul","1x modul",null," ","1x modul"," ","3x modul"," "," "," "," "," ","6x modul"," "]
[null,null,"1x box"," "," "," "," "," "," "," "," "," "," "," "," "," "," "," ","1x box"," "," "," "," "]
[null,"Žaluziové","2x box"," "," ","10x modul","9x modul","5x modul",null,"1x modul","1x modul",null,"4x modul"," "," ","1x modul","10x modul","1x modul","1x modul",null,null,"1x modul"]
[null,null,null," "," "," ","2x box","1x box"," "," "," "," "," "," ","2x box"," "," "," "," "," "," ","1x box"," "]
[null,"Dotykový panel","ano","ano","ano","ano","ano","ano","ne, externě","ano","ne",null," ","ano","ano","ano","ano","ano, typ 20511","ano",null,null,"ano"]
["NASTAVENÍ / PROGRAMOVÁNÍ",null," "," "," "," "," "," "," "," "," "," "," "," "," "," "," "," "," "," "," "," "," "]
[null,"Způsob nastavení (parametrizace):","pouze SW","N/A",null,"pouze SW"," "," ","SW","SW","tlačítkem i SW",null,"TX100 (bezdrátový přístroj)"," ","tlačítkem","tlačítkem i SW","SW","SW","SW nebo LCN-P-PRO",null,null,"SW"]
[null,"Software","IDM3","D3 Pro software",null,"ETS 1.2","ETS 3.03d"," ",null,"ano ","Ego-n asistent",null," "," "," ","NIKOBUS v. 3.1","ETS 3.0 professional","EasyTool 4.2"," ",null,null," SB-PW-Back"]
[null,"Cena SW:","zdarma"," "," ",33000," "," ","zdarma","zdarma","Zdarma v partnerské sekci webu",null," "," "," ","zdarma","zdarma"," "," "]
[null,"Vizualizace","iMM","Room view",null," ","Gira HomeServer","ELVIS",null," "," "," "," "," "," "," "," "," "," ",null,null,"GMS"]
[null,"Jiný software","iMM","e-Control SDKs",null," ","EIB-Tool Software, InterVisu 2.0 "," ",null," "," "," "," "," "," "," "," ","EasyTool Professional LT"," ",null,null,"MSSHOW.V1.0"]
["SILNÉ/SLABÉ STRÁNKY",null," "," "," "," "," "," "," "," "," "," "," "," "," "," "," "," "," "," "," "," "," "]
[null,"Silné stránky:","update FW přes sběrnici","propracovanost a design ovládání",null,"velký výběr jednotek na sběrnici"," "," "," ","Plug-in konektory modulů","SD karta (záloha)",null,"možnosti propojení s Tebis RF (bezdrátová k.)","jednotky pro osazení na stůl","jednoduché připojení na stávající instalaci","napájení integrováno v každé jednotce","možnost ovládání modulů ručně - tlačítky"," ","Každá jednotka má své napájení"," "," ","široká nabídka dotykových displejů"," "]
[null," "," ","široká nabídka dotykových displejů",null," "," "," "," "," ","možnost konfigurace přes SW i ručně",null,"záloha nastavení systému na USB (TX100)","kamerové jednotky na sběrnici - vestavné","programování tlačítkem ","integrace RF ovládání"," "," "," "," "," ","integrace RF control"," "]
[null," "," "," "," "," "," "," "," "," "," "," "," ","možnost propojení se standardní sběrnicí EIB (modul F426)","cenová dostupnost"," "," "," "," "," "," "," "," "]
[null,"Slabé stránky:"," ","vysoká cena",null,"složitost nastavování - programování jednotek"," "," ","absence modulů typu BOX","absence modulů typu BOX","možnost IR ovládání",null," "," ","omezení na jednoduché časové fce a scénáře","absence modulů typu BOX"," "," "," "]
[null," "," "," "," "," "," "," "," "," "," "," "," "," ","montáž na klasickou silovou instalaci - možnost rušení"," "," "," "," "," "," "," "," "]
["PODPORA",null," "," "," "," "," "," "," "," "," "," "," "," "," "," "," "," "," "," "," "," "," "]
[null,"Způsob prodeje:","přes SP ","přes SP","přes SP","přes SP","přes SP"," "," ","přes SP","přes SP",null,"přes obchodní zástupce (???)","přes SP","přes SP","přes SP"," "," "," "," "," "," through certified partners"," "]
[null,"Navázaný design vypínačů:","Elegant (plast)","CNX-B","CNX-B","Future linear","Standard 55","Jung FD Design (plast, hliník, sklo)"," ","Bticino","Element",null," ","axolute","Galea Life (plast, kov, dřevo, kůže)","Original, Intense, Pure","atelier-M","EIKON"," "," "," ","own types of design"," "]
[null,null,"Logus90 (plast, hliník, sklo, dřevo)","Cameo","Cameo","Solo, Solo carat","E22"," "," "," ","Time, Time Arbo",null," ","living"," ",null,"antik","IDEN"," "," "," "," "," "]
[null,null," ","C2N-DB","C2N-DB","Alpha exclusive","F-line F100"," "," "," "," "," "," ","light"," ",null,"octocolor","PLANA"," "," "," "," "," "]
[null,null," "," "," ","Impuls","E2"," "," "," "," "," "," ","light tech"," ",null,"aquadesign"," "," "," "," "," "," "]
[null,null," "," "," "," ","Event"," "," "," "," "," "," ","matix"," "," ","aquastar"," "," "," "," "," "," "]
[null,null," "," "," "," ","Esprit"," "," "," "," "," "," "," "," "," "," "," "," "," "," "," "," "]
[null,null," "," "," "," ","TX44  "," "," "," "," "," "," "," "," "," "," "," "," "," "," "," "," "]
[]
[]
[]
[]
[]
[]
[null,null," "]
[]
[]
[]
[]
[]
[]
[]
[]
[]
[]
[]
[]
[]
[]
[]
[]
[]
[]
[]
[]
[]
[]
[]
[]
[]
[]
[]
[]
[]
[]
[]
[]
[]
[]
[]
[]
[]
[]
[]
[]
[]
[]
[]
[]
[]
[]
[]
[]
[]
[]
[]
[]
[]
[]
[]
[null,null,null,null,null,null,null,null,null,null,null,null,null,null,null,null,null,null,null,null,null,null,null,null,null,null,null,null,null,null,null,null,null,null,null,null,null,null,null,null," "]
[]
[]
[]
[]
[]
[]
[null,null,null,null,null,null,null,null,null,null,null,null,null,null,null,null,null,null,null,null,null,null,null,null,null,null,null,null,null,null,null,null,null," ",null,null,null,null,null,null,null,null,null,null,null,null,null," "]
[]
[]
[]
[]
[null,null,null,null,null,null,null,null,null,null,null,null,null,null,null,null,null,null,null,null,null,null,null," ",null,null,null,null,null,null,"Aktualizace 1.10.2011",null," ",null,null,null,null,null,null,"Aktualizace 1.10.2011",null," ",null,null,null,null,null,null,"Aktualizace 1.10.2011"]
[null,null,null,null,null,null,null,null,null,null,null,null,null,null,null,null,null,null,null,null,null,null,null,{"$f":"C1","v":"PŘEHLED SYSTÉMŮ"},null,null,null,null,null,null,null,null,{"$f":"C1","v":"PŘEHLED SYSTÉMŮ"},null,null,null,null,null,null,null,null,{"$f":"C1","v":"PŘEHLED SYSTÉMŮ"},null,null,"CFox"," "," "," "," "]
[null,null,null,null,null,null,null,null,null,null,null,null,null,null,null,null,null,null,null,null,null,null,null,"VŠEOBECNÉ INFORMACE",null," "," "," "," "," "," ",null,"VŠEOBECNÉ INFORMACE",null," "," "," "," "," "," ",null,"VŠEOBECNÉ INFORMACE",null," "," "," "," "," "," "]
[null,null,null,null,null,null,null,null,null,null,null,null,null,null,null,null,null,null,null,null,null,null,null,null,"Výrobce",{"$f":"C5","v":"ELKO EP, s.r.o., Holešov"},{"$f":"F5","v":"ABB, Busch Jaeger"},{"$f":"K5","v":"ABB s.r.o., Elektro-Praga"},{"$f":"#REF!","v":{"$error":"#REF!"}},{"$f":"M5","v":"Hager Electro s.r.o. (Hager Group)"},{"$f":"N5","v":"Legrand s.r.o."},null,null,"Výrobce",{"$f":"O5","v":"Legrand s.r.o."},{"$f":"P5","v":"Niko NV"},{"$f":"#REF!","v":{"$error":"#REF!"}},{"$f":"#REF!","v":{"$error":"#REF!"}},{"$f":"J5","v":"Trump Electronics S.A."},{"$f":"Q5","v":"Merten GmbH"},null,null,"Výrobce",{"$f":"R5","v":"Vimar"},{"$f":"#REF!","v":{"$error":"#REF!"}},{"$f":"#REF!","v":{"$error":"#REF!"}},{"$f":"#REF!","v":{"$error":"#REF!"}},{"$f":"S5","v":"LCN Polska Sp. Z o. o. Sp. K."},{"$f":"#REF!","v":{"$error":"#REF!"}}]
[null,null,null,null,null,null,null,null,null,null,null,null,null,null,null,null,null,null,null,null,null,null,null,null,"web výrobce",{"$f":"C7","v":"www.elkoep.cz"},{"$f":"F7","v":" http://new.abb.com/cz"},{"$f":"K7","v":"www.enika.cz"},{"$f":"#REF!","v":{"$error":"#REF!"}},{"$f":"M7","v":"www.hager.cz"},{"$f":"N7","v":"www.bticino.com"},null,null,"web výrobce",{"$f":"O7","v":"www.legrand.cz"},{"$f":"P7","v":"www.niko.be"},{"$f":"#REF!","v":{"$error":"#REF!"}},{"$f":"#REF!","v":{"$error":"#REF!"}},{"$f":"J7","v":"www.domintell.com"},{"$f":"Q7","v":"www.merten.de"},null,null,"web výrobce",{"$f":"R7","v":"www.vimar.eu"},{"$f":"#REF!","v":{"$error":"#REF!"}},{"$f":"#REF!","v":{"$error":"#REF!"}},{"$f":"#REF!","v":{"$error":"#REF!"}},{"$f":"S7","v":"www.LCN.pl"},{"$f":"#REF!","v":{"$error":"#REF!"}}]
[null,null,null,null,null,null,null,null,null,null,null,null,null,null,null,null,null,null,null,null,null,null,null,null,"web systému","www.inels.cz","http://www.abb.cz/product/cz/9AAC111724.aspx","http://www117.abb.com/index.asp?thema=9745",{"$f":"#REF!","v":{"$error":"#REF!"}},"http://hager.cz/index.php?scr=1024&id=1129","http://www.legrand.cz/inteligentni-elektroinstalace?P=456&L=CZ",null,null,"web systému","http://www.legrand.cz/cz/scripts/cz/publigen/content/templates/previewColonneDroite.asp?P=360&L=CZ","http://www.niko.eu/enus/niko/products/niko-home-control/",{"$f":"#REF!","v":{"$error":"#REF!"}},{"$f":"#REF!","v":{"$error":"#REF!"}},"http://www.cmsys.cz/cze/automatizace-budov/system-domintell/","http://www.merten.de",null,null,"web systému","www.vimar.eu",{"$f":"#REF!","v":{"$error":"#REF!"}},{"$f":"#REF!","v":{"$error":"#REF!"}},{"$f":"#REF!","v":{"$error":"#REF!"}},"http://www.lcn.pl/index.php?id=system&sub=oszczedny",{"$f":"#REF!","v":{"$error":"#REF!"}}]
[null,null,null,null,null,null,null,null,null,null,null,null,null,null,null,null,null,null,null,null,null,null,null,null,"zaměření systému","domovní aplikace","luxusní domovní aplikace","domovní aplikace",{"$f":"#REF!","v":{"$error":"#REF!"}},"domovní aplikace","komplexní domovní aplikace",null,null,"zaměření systému","rekonstrukce starších instalací","novostavby a rekonstrukce bytů a domů",{"$f":"#REF!","v":{"$error":"#REF!"}},{"$f":"#REF!","v":{"$error":"#REF!"}},"domovní aplikace","rozsáhlé komerční aplikace",null,null,"zaměření systému","lodní a domovní automatizece",{"$f":"#REF!","v":{"$error":"#REF!"}},{"$f":"#REF!","v":{"$error":"#REF!"}},{"$f":"#REF!","v":{"$error":"#REF!"}},"domovní a střední komerční aplikace",{"$f":"#REF!","v":{"$error":"#REF!"}}]
[null,null,null,null,null,null,null,null,null,null,null,null,null,null,null,null,null,null,null,null,null,null,null,null,null,"střední komerční aplikace","rozsáhlé komerční aplikace"," ",{"$f":"#REF!","v":{"$error":"#REF!"}}," "," ",null,null,null," ","střední komerční aplikace",{"$f":"#REF!","v":{"$error":"#REF!"}},{"$f":"#REF!","v":{"$error":"#REF!"}},"střední komerční aplikace"," ",null,null,null," ",{"$f":"#REF!","v":{"$error":"#REF!"}},{"$f":"#REF!","v":{"$error":"#REF!"}},{"$f":"#REF!","v":{"$error":"#REF!"}}," ",{"$f":"#REF!","v":{"$error":"#REF!"}}]
[null,null,null,null,null,null,null,null,null,null,null,null,null,null,null,null,null,null,null,null,null,null,null,"ÚDAJE O SBĚRNICI",null," "," "," ",{"$f":"#REF!","v":{"$error":"#REF!"}}," "," ",null,"ÚDAJE O SBĚRNICI",null," "," ",{"$f":"#REF!","v":{"$error":"#REF!"}},{"$f":"#REF!","v":{"$error":"#REF!"}}," "," ",null,"ÚDAJE O SBĚRNICI",null," ",{"$f":"#REF!","v":{"$error":"#REF!"}},{"$f":"#REF!","v":{"$error":"#REF!"}},{"$f":"#REF!","v":{"$error":"#REF!"}}," ",{"$f":"#REF!","v":{"$error":"#REF!"}}]
[null,null,null,null,null,null,null,null,null,null,null,null,null,null,null,null,null,null,null,null,null,null,null,null,"Typ sběrnice","CIB","KNX / EIB","KNX/EIB",{"$f":"#REF!","v":{"$error":"#REF!"}},"KNX / EIB","RS 485",null,null,"Typ sběrnice","typická instalace","nikobus",{"$f":"#REF!","v":{"$error":"#REF!"}},{"$f":"#REF!","v":{"$error":"#REF!"}},"RS485","KNX",null,null,"Typ sběrnice","KNX - TPBUS",{"$f":"#REF!","v":{"$error":"#REF!"}},{"$f":"#REF!","v":{"$error":"#REF!"}},{"$f":"#REF!","v":{"$error":"#REF!"}},"PLC - Power line communication",{"$f":"#REF!","v":{"$error":"#REF!"}}]
[null,null,null,null,null,null,null,null,null,null,null,null,null,null,null,null,null,null,null,null,null,null,null,null,"Topologie","liniová, hvězdice, stromová","liniová, hvězdice, stromová","liniová",{"$f":"#REF!","v":{"$error":"#REF!"}},"liniová","volná",null,null,"Topologie","dáno instalací","liniová, hvězdice, stromová",{"$f":"#REF!","v":{"$error":"#REF!"}},{"$f":"#REF!","v":{"$error":"#REF!"}},"volná","liniová, hvězdice, stromová",null,null,"Topologie","lineární, hvězda, jejich kombinace",{"$f":"#REF!","v":{"$error":"#REF!"}},{"$f":"#REF!","v":{"$error":"#REF!"}},{"$f":"#REF!","v":{"$error":"#REF!"}},"typická instalace",{"$f":"#REF!","v":{"$error":"#REF!"}}]
[null,null,null,null,null,null,null,null,null,null,null,null,null,null,null,null,null,null,null,null,null,null,null,null,"Počet vodičů sběrnice",2," ",4,{"$f":"#REF!","v":{"$error":"#REF!"}},2,2,null,null,"Počet vodičů sběrnice","dáno instalací","2 vodiče",{"$f":"#REF!","v":{"$error":"#REF!"}},{"$f":"#REF!","v":{"$error":"#REF!"}},6,2,null,null,"Počet vodičů sběrnice",2,{"$f":"#REF!","v":{"$error":"#REF!"}},{"$f":"#REF!","v":{"$error":"#REF!"}},{"$f":"#REF!","v":{"$error":"#REF!"}},2,{"$f":"#REF!","v":{"$error":"#REF!"}}]
[null,null,null,null,null,null,null,null,null,null,null,null,null,null,null,null,null,null,null,null,null,null,null,null,"Napájení sběrnice","27V DC","30V","24V",{"$f":"#REF!","v":{"$error":"#REF!"}},"30V DC","27V DC",null,null,"Napájení sběrnice","230V AC","9V DC",{"$f":"#REF!","v":{"$error":"#REF!"}},{"$f":"#REF!","v":{"$error":"#REF!"}},"12VDC","30V DC",null,null,"Napájení sběrnice","29V DC",{"$f":"#REF!","v":{"$error":"#REF!"}},{"$f":"#REF!","v":{"$error":"#REF!"}},{"$f":"#REF!","v":{"$error":"#REF!"}},"230V AC",{"$f":"#REF!","v":{"$error":"#REF!"}}]
[null,null,null,null,null,null,null,null,null,null,null,null,null,null,null,null,null,null,null,null,null,null,null,null,"Typ systému","centralizovaný","decentralizovaný","centralizovaný",{"$f":"#REF!","v":{"$error":"#REF!"}},"decentralizovaný","decentralizovaný",null,null,"Typ systému","decentralizovaný","hybridní (částečně decentralizovaný)",{"$f":"#REF!","v":{"$error":"#REF!"}},{"$f":"#REF!","v":{"$error":"#REF!"}},"decentralizovaný","decentralizovaný",null,null,"Typ systému","centralizovaný",{"$f":"#REF!","v":{"$error":"#REF!"}},{"$f":"#REF!","v":{"$error":"#REF!"}},{"$f":"#REF!","v":{"$error":"#REF!"}},"hybridní",{"$f":"#REF!","v":{"$error":"#REF!"}}]
[null,null,null,null,null,null,null,null,null,null,null,null,null,null,null,null,null,null,null,null,null,null,null,null,"Délka sběrnice max. [m]",550,"350 (700)",700,{"$f":"#REF!","v":{"$error":"#REF!"}},1000,"zhruba 250m",null,null,"Délka sběrnice max. [m]","dáno instalací",1000,{"$f":"#REF!","v":{"$error":"#REF!"}},{"$f":"#REF!","v":{"$error":"#REF!"}},1600," ",null,null,"Délka sběrnice max. [m]","1000m",{"$f":"#REF!","v":{"$error":"#REF!"}},{"$f":"#REF!","v":{"$error":"#REF!"}},{"$f":"#REF!","v":{"$error":"#REF!"}}," ",{"$f":"#REF!","v":{"$error":"#REF!"}}]
[null,null,null,null,null,null,null,null,null,null,null,null,null,null,null,null,null,null,null,null,null,null,null,null,"Počet linií max.",3,"15x12",8,{"$f":"#REF!","v":{"$error":"#REF!"}},"4 (1+3)"," ",null,null,"Počet linií max."," "," ",{"$f":"#REF!","v":{"$error":"#REF!"}},{"$f":"#REF!","v":{"$error":"#REF!"}}," "," ",null,null,"Počet linií max.","15 zón, každá s 16 liniemi",{"$f":"#REF!","v":{"$error":"#REF!"}},{"$f":"#REF!","v":{"$error":"#REF!"}},{"$f":"#REF!","v":{"$error":"#REF!"}}," ",{"$f":"#REF!","v":{"$error":"#REF!"}}]
[null,null,null,null,null,null,null,null,null,null,null,null,null,null,null,null,null,null,null,null,null,null,null,null,"Počet jednotek na sběrnici max.",32,"64(252)",64,{"$f":"#REF!","v":{"$error":"#REF!"}},64," ",null,null,"Počet jednotek na sběrnici max."," ",20,{"$f":"#REF!","v":{"$error":"#REF!"}},{"$f":"#REF!","v":{"$error":"#REF!"}}," "," ",null,null,"Počet jednotek na sběrnici max.",128,{"$f":"#REF!","v":{"$error":"#REF!"}},{"$f":"#REF!","v":{"$error":"#REF!"}},{"$f":"#REF!","v":{"$error":"#REF!"}}," ",{"$f":"#REF!","v":{"$error":"#REF!"}}]
[null,null,null,null,null,null,null,null,null,null,null,null,null,null,null,null,null,null,null,null,null,null,null,null,"Max. počet jednotek",576,"11520(46080)",512,{"$f":"#REF!","v":{"$error":"#REF!"}},256," ",null,null,"Max. počet jednotek"," ","20x256",{"$f":"#REF!","v":{"$error":"#REF!"}},{"$f":"#REF!","v":{"$error":"#REF!"}}," "," ",null,null,"Max. počet jednotek","30720 + EZS",{"$f":"#REF!","v":{"$error":"#REF!"}},{"$f":"#REF!","v":{"$error":"#REF!"}},{"$f":"#REF!","v":{"$error":"#REF!"}}," ",{"$f":"#REF!","v":{"$error":"#REF!"}}]
[null,null,null,null,null,null,null,null,null,null,null,null,null,null,null,null,null,null,null,null,null,null,null,null,"Způsob rozšíření sběrnice:","8x MI3"," "," ",{"$f":"#REF!","v":{"$error":"#REF!"}}," "," ",null,null,"Způsob rozšíření sběrnice:","připojení ke klasické instalaci 230V AC"," ",{"$f":"#REF!","v":{"$error":"#REF!"}},{"$f":"#REF!","v":{"$error":"#REF!"}}," "," ",null,null,"Způsob rozšíření sběrnice:","za pomocí Linkového členu",{"$f":"#REF!","v":{"$error":"#REF!"}},{"$f":"#REF!","v":{"$error":"#REF!"}},{"$f":"#REF!","v":{"$error":"#REF!"}}," ",{"$f":"#REF!","v":{"$error":"#REF!"}}]
[null,null,null,null,null,null,null,null,null,null,null,null,null,null,null,null,null,null,null,null,null,null,null,"EXTERNÍ KOMUNIKACE",null," "," "," ",{"$f":"#REF!","v":{"$error":"#REF!"}}," "," ",null,"EXTERNÍ KOMUNIKACE",null," "," ",{"$f":"#REF!","v":{"$error":"#REF!"}},{"$f":"#REF!","v":{"$error":"#REF!"}}," "," ",null,"EXTERNÍ KOMUNIKACE",null," ",{"$f":"#REF!","v":{"$error":"#REF!"}},{"$f":"#REF!","v":{"$error":"#REF!"}},{"$f":"#REF!","v":{"$error":"#REF!"}}," ",{"$f":"#REF!","v":{"$error":"#REF!"}}]
[null,null,null,null,null,null,null,null,null,null,null,null,null,null,null,null,null,null,null,null,null,null,null,null,"Ethernet","ano, centrální jednotka","ano, telefonní modul TG/S 3.2","ano, v komunikačním modulu (3270-C16200)",{"$f":"#REF!","v":{"$error":"#REF!"}},"ano (jednotka TH009, TH010)"," ",null,null,"Ethernet","ne","ne",{"$f":"#REF!","v":{"$error":"#REF!"}},{"$f":"#REF!","v":{"$error":"#REF!"}},"ano (DETH02)","ano",null,null,"Ethernet","Testováno na náročné mořské podmínky provozu",{"$f":"#REF!","v":{"$error":"#REF!"}},{"$f":"#REF!","v":{"$error":"#REF!"}},{"$f":"#REF!","v":{"$error":"#REF!"}},"ne",{"$f":"#REF!","v":{"$error":"#REF!"}}]
[null,null,null,null,null,null,null,null,null,null,null,null,null,null,null,null,null,null,null,null,null,null,null,null,"RS232/RS485","ano"," ","ne",{"$f":"#REF!","v":{"$error":"#REF!"}},"ne"," ",null,null,"RS232/RS485","ne","ne",{"$f":"#REF!","v":{"$error":"#REF!"}},{"$f":"#REF!","v":{"$error":"#REF!"}},"ano (DRS23201, DRS23202)","ano",null,null,"RS232/RS485"," ",{"$f":"#REF!","v":{"$error":"#REF!"}},{"$f":"#REF!","v":{"$error":"#REF!"}},{"$f":"#REF!","v":{"$error":"#REF!"}},"ne",{"$f":"#REF!","v":{"$error":"#REF!"}}]
[null,null,null,null,null,null,null,null,null,null,null,null,null,null,null,null,null,null,null,null,null,null,null,null,"IR","ano"," ","ne",{"$f":"#REF!","v":{"$error":"#REF!"}},"ne","ano",null,null,"IR","ne","ano",{"$f":"#REF!","v":{"$error":"#REF!"}},{"$f":"#REF!","v":{"$error":"#REF!"}},"ano eg. DDIR02","ano",null,null,"IR"," ",{"$f":"#REF!","v":{"$error":"#REF!"}},{"$f":"#REF!","v":{"$error":"#REF!"}},{"$f":"#REF!","v":{"$error":"#REF!"}},"ne",{"$f":"#REF!","v":{"$error":"#REF!"}}]
[null,null,null,null,null,null,null,null,null,null,null,null,null,null,null,null,null,null,null,null,null,null,null,null,"USB","ne"," ","ne",{"$f":"#REF!","v":{"$error":"#REF!"}},"ano",0,null,null,"USB","ne","ne",{"$f":"#REF!","v":{"$error":"#REF!"}},{"$f":"#REF!","v":{"$error":"#REF!"}},"ano (DUSB01)","ano",null,null,"USB"," ",{"$f":"#REF!","v":{"$error":"#REF!"}},{"$f":"#REF!","v":{"$error":"#REF!"}},{"$f":"#REF!","v":{"$error":"#REF!"}},"ne",{"$f":"#REF!","v":{"$error":"#REF!"}}]
[null,null,null,null,null,null,null,null,null,null,null,null,null,null,null,null,null,null,null,null,null,null,null,null,"GSM","ano, GSM brána","ano (3298-C77900)","ano (3270-C16500)",{"$f":"#REF!","v":{"$error":"#REF!"}},"ano","ano, ovládání pouze 2 kontaktů",null,null,"GSM","ano","ano (GSM-SMS modem)",{"$f":"#REF!","v":{"$error":"#REF!"}},{"$f":"#REF!","v":{"$error":"#REF!"}},"ano (DGSM01)","ano",null,null,"GSM","ano (GSM-SMS modem)",{"$f":"#REF!","v":{"$error":"#REF!"}},{"$f":"#REF!","v":{"$error":"#REF!"}},{"$f":"#REF!","v":{"$error":"#REF!"}},"N/A",{"$f":"#REF!","v":{"$error":"#REF!"}}]
[null,null,null,null,null,null,null,null,null,null,null,null,null,null,null,null,null,null,null,null,null,null,null,null,"webserver","ano"," ","ano, v komunikačním modulu (3270-C16200)",{"$f":"#REF!","v":{"$error":"#REF!"}},"ano, modul internet brány","ano",null,null,"webserver","Omizzy web server","ne",{"$f":"#REF!","v":{"$error":"#REF!"}},{"$f":"#REF!","v":{"$error":"#REF!"}},"ano (DETH03)","ano (jednotka IC1)",null,null,"webserver"," ",{"$f":"#REF!","v":{"$error":"#REF!"}},{"$f":"#REF!","v":{"$error":"#REF!"}},{"$f":"#REF!","v":{"$error":"#REF!"}},"N/A",{"$f":"#REF!","v":{"$error":"#REF!"}}]
[null,null,null,null,null,null,null,null,null,null,null,null,null,null,null,null,null,null,null,null,null,null,null,"JEDNOTKY",null," "," "," ",{"$f":"#REF!","v":{"$error":"#REF!"}}," "," ",null,"JEDNOTKY",null," "," ",{"$f":"#REF!","v":{"$error":"#REF!"}},{"$f":"#REF!","v":{"$error":"#REF!"}}," "," ",null,"JEDNOTKY",null," ",{"$f":"#REF!","v":{"$error":"#REF!"}},{"$f":"#REF!","v":{"$error":"#REF!"}},{"$f":"#REF!","v":{"$error":"#REF!"}}," ",{"$f":"#REF!","v":{"$error":"#REF!"}}]
[null,null,null,null,null,null,null,null,null,null,null,null,null,null,null,null,null,null,null,null,null,null,null,null,"SPÍNACÍ","3x  modul","20x modul","4x modul",{"$f":"#REF!","v":{"$error":"#REF!"}},"9x modul","5x modul",null,null,"SPÍNACÍ","1x modul","2x modul",{"$f":"#REF!","v":{"$error":"#REF!"}},{"$f":"#REF!","v":{"$error":"#REF!"}},"2x modul","15x modul",null,null,"SPÍNACÍ","5x modul",{"$f":"#REF!","v":{"$error":"#REF!"}},{"$f":"#REF!","v":{"$error":"#REF!"}},{"$f":"#REF!","v":{"$error":"#REF!"}},"3x modul",{"$f":"#REF!","v":{"$error":"#REF!"}}]
[null,null,null,null,null,null,null,null,null,null,null,null,null,null,null,null,null,null,null,null,null,null,null,null,null,"2x box",0,"1x box",{"$f":"#REF!","v":{"$error":"#REF!"}}," ","3x box",null,null,null,"4x box"," ",{"$f":"#REF!","v":{"$error":"#REF!"}},{"$f":"#REF!","v":{"$error":"#REF!"}}," ","4x box",null,null,null," ",{"$f":"#REF!","v":{"$error":"#REF!"}},{"$f":"#REF!","v":{"$error":"#REF!"}},{"$f":"#REF!","v":{"$error":"#REF!"}},"2x box",{"$f":"#REF!","v":{"$error":"#REF!"}}]
[null,null,null,null,null,null,null,null,null,null,null,null,null,null,null,null,null,null,null,null,null,null,null,null,"STMÍVACÍ","stmívání R, L, C, LED, ESL zátěží","stmívání R, L, C zátěží","žárovky, halogeny",{"$f":"#REF!","v":{"$error":"#REF!"}}," ","stmívání R, L, C zátěží + LED",null,null,"STMÍVACÍ","stmívání R, L, C zátěží","stmívání R, L, C zátěží",{"$f":"#REF!","v":{"$error":"#REF!"}},{"$f":"#REF!","v":{"$error":"#REF!"}}," ","stmívání R, L, C zátěží",null,null,"STMÍVACÍ"," ",{"$f":"#REF!","v":{"$error":"#REF!"}},{"$f":"#REF!","v":{"$error":"#REF!"}},{"$f":"#REF!","v":{"$error":"#REF!"}},"stmívání R, L, C zátěží",{"$f":"#REF!","v":{"$error":"#REF!"}}]
[null,null,null,null,null,null,null,null,null,null,null,null,null,null,null,null,null,null,null,null,null,null,null,null,null,"4x Modul + 1 rozšiřující","10x modul","1x modul",{"$f":"#REF!","v":{"$error":"#REF!"}},"4x modul","5x modul",null,null,null,"2x modul","5x modul",{"$f":"#REF!","v":{"$error":"#REF!"}},{"$f":"#REF!","v":{"$error":"#REF!"}},"4x modul","9x modul",null,null,null,"3x modul",{"$f":"#REF!","v":{"$error":"#REF!"}},{"$f":"#REF!","v":{"$error":"#REF!"}},{"$f":"#REF!","v":{"$error":"#REF!"}},"3x modul",{"$f":"#REF!","v":{"$error":"#REF!"}}]
[null,null,null,null,null,null,null,null,null,null,null,null,null,null,null,null,null,null,null,null,null,null,null,null,null,"1x box"," "," ",{"$f":"#REF!","v":{"$error":"#REF!"}}," "," ",null,null,null,"2x box"," ",{"$f":"#REF!","v":{"$error":"#REF!"}},{"$f":"#REF!","v":{"$error":"#REF!"}}," ","1x box",null,null,null," ",{"$f":"#REF!","v":{"$error":"#REF!"}},{"$f":"#REF!","v":{"$error":"#REF!"}},{"$f":"#REF!","v":{"$error":"#REF!"}}," ",{"$f":"#REF!","v":{"$error":"#REF!"}}]
[null,null,null,null,null,null,null,null,null,null,null,null,null,null,null,null,null,null,null,null,null,null,null,null,"PŘEVODNÍ","2x modul","7x modul","1x modul",{"$f":"#REF!","v":{"$error":"#REF!"}}," ","1x modul",null,null,"PŘEVODNÍ"," ","3x modul",{"$f":"#REF!","v":{"$error":"#REF!"}},{"$f":"#REF!","v":{"$error":"#REF!"}},"2x modul"," ",null,null,"PŘEVODNÍ"," ",{"$f":"#REF!","v":{"$error":"#REF!"}},{"$f":"#REF!","v":{"$error":"#REF!"}},{"$f":"#REF!","v":{"$error":"#REF!"}}," ",{"$f":"#REF!","v":{"$error":"#REF!"}}]
[null,null,null,null,null,null,null,null,null,null,null,null,null,null,null,null,null,null,null,null,null,null,null,null,null,"1x box"," "," ",{"$f":"#REF!","v":{"$error":"#REF!"}}," "," ",null,null,null," "," ",{"$f":"#REF!","v":{"$error":"#REF!"}},{"$f":"#REF!","v":{"$error":"#REF!"}}," "," ",null,null,null," ",{"$f":"#REF!","v":{"$error":"#REF!"}},{"$f":"#REF!","v":{"$error":"#REF!"}},{"$f":"#REF!","v":{"$error":"#REF!"}},"1x box",{"$f":"#REF!","v":{"$error":"#REF!"}}]
[null,null,null,null,null,null,null,null,null,null,null,null,null,null,null,null,null,null,null,null,null,null,null,null,"ŽALUZIOVÉ",{"$f":"#REF!","v":{"$error":"#REF!"}},"10x modul","1x modul",{"$f":"#REF!","v":{"$error":"#REF!"}},"4x modul"," ",null,null,"ŽALUZIOVÉ"," ","1x modul",{"$f":"#REF!","v":{"$error":"#REF!"}},{"$f":"#REF!","v":{"$error":"#REF!"}},"1x modul","10x modul",null,null,"ŽALUZIOVÉ","1x modul",{"$f":"#REF!","v":{"$error":"#REF!"}},{"$f":"#REF!","v":{"$error":"#REF!"}},{"$f":"#REF!","v":{"$error":"#REF!"}},"1x modul",{"$f":"#REF!","v":{"$error":"#REF!"}}]
[null,null,null,null,null,null,null,null,null,null,null,null,null,null,null,null,null,null,null,null,null,null,null,null,null,{"$f":"C37","v":"2x box"}," "," ",{"$f":"#REF!","v":{"$error":"#REF!"}}," "," ",null,null,null,"2x box"," ",{"$f":"#REF!","v":{"$error":"#REF!"}},{"$f":"#REF!","v":{"$error":"#REF!"}}," ",{"$f":"Q38","v":" "},null,null,null,{"$f":"R38","v":" "},{"$f":"#REF!","v":{"$error":"#REF!"}},{"$f":"#REF!","v":{"$error":"#REF!"}},{"$f":"#REF!","v":{"$error":"#REF!"}},{"$f":"S38","v":" "},{"$f":"#REF!","v":{"$error":"#REF!"}}]
[null,null,null,null,null,null,null,null,null,null,null,null,null,null,null,null,null,null,null,null,null,null,null,null,"TOUCH PANEL",{"$f":"C39","v":"ano"},{"$f":"F39","v":"ano"},{"$f":"K39","v":"ne"},{"$f":"#REF!","v":{"$error":"#REF!"}}," ","ano",null,null,"TOUCH PANEL",{"$f":"O39","v":"ano"},{"$f":"P39","v":"ano"},{"$f":"#REF!","v":{"$error":"#REF!"}},{"$f":"#REF!","v":{"$error":"#REF!"}},{"$f":"J39","v":"ano"},"ano",null,null,"TOUCH PANEL","ano, typ 20511",{"$f":"#REF!","v":{"$error":"#REF!"}},{"$f":"#REF!","v":{"$error":"#REF!"}},{"$f":"#REF!","v":{"$error":"#REF!"}},"ano",{"$f":"#REF!","v":{"$error":"#REF!"}}]
[null,null,null,null,null,null,null,null,null,null,null,null,null,null,null,null,null,null,null,null,null,null,null,"NASTAVENÍ / PROGRAMOVÁNÍ",null," "," "," ",{"$f":"#REF!","v":{"$error":"#REF!"}}," "," ",null,"NASTAVENÍ / PROGRAMOVÁNÍ",null," "," ",{"$f":"#REF!","v":{"$error":"#REF!"}},{"$f":"#REF!","v":{"$error":"#REF!"}}," "," ",null,"NASTAVENÍ / PROGRAMOVÁNÍ",null," ",{"$f":"#REF!","v":{"$error":"#REF!"}},{"$f":"#REF!","v":{"$error":"#REF!"}},{"$f":"#REF!","v":{"$error":"#REF!"}}," ",{"$f":"#REF!","v":{"$error":"#REF!"}}]
[null,null,null,null,null,null,null,null,null,null,null,null,null,null,null,null,null,null,null,null,null,null,null,null,"Způsob nastavení (parametrizace):","pouze SW","pouze SW","tlačítkem i SW",{"$f":"#REF!","v":{"$error":"#REF!"}},"TX100 (bezdrátový přístroj)"," ",null,null,"Způsob nastavení (parametrizace):","tlačítkem","tlačítkem i SW",{"$f":"#REF!","v":{"$error":"#REF!"}},{"$f":"#REF!","v":{"$error":"#REF!"}},"SW","SW",null,null,"Způsob nastavení (parametrizace):","SW",{"$f":"#REF!","v":{"$error":"#REF!"}},{"$f":"#REF!","v":{"$error":"#REF!"}},{"$f":"#REF!","v":{"$error":"#REF!"}},"SW nebo LCN-P-PRO",{"$f":"#REF!","v":{"$error":"#REF!"}}]
[null,null,null,null,null,null,null,null,null,null,null,null,null,null,null,null,null,null,null,null,null,null,null,null,"Software","IDM3","ETS 1.2","Ego-n asistent",{"$f":"#REF!","v":{"$error":"#REF!"}}," "," ",null,null,"Software"," ","NIKOBUS v. 3.1",{"$f":"#REF!","v":{"$error":"#REF!"}},{"$f":"#REF!","v":{"$error":"#REF!"}},"ano ","ETS 3.0 professional",null,null,"Software","EasyTool 4.2",{"$f":"#REF!","v":{"$error":"#REF!"}},{"$f":"#REF!","v":{"$error":"#REF!"}},{"$f":"#REF!","v":{"$error":"#REF!"}}," ",{"$f":"#REF!","v":{"$error":"#REF!"}}]
[null,null,null,null,null,null,null,null,null,null,null,null,null,null,null,null,null,null,null,null,null,null,null,null,"Cena SW:","zdarma",33000,"Zdarma v partnerské sekci webu",{"$f":"#REF!","v":{"$error":"#REF!"}}," "," ",null,null,"Cena SW:"," ","zdarma",{"$f":"#REF!","v":{"$error":"#REF!"}},{"$f":"#REF!","v":{"$error":"#REF!"}},"zdarma","zdarma",null,null,"Cena SW:"," ",{"$f":"#REF!","v":{"$error":"#REF!"}},{"$f":"#REF!","v":{"$error":"#REF!"}},{"$f":"#REF!","v":{"$error":"#REF!"}}," ",{"$f":"#REF!","v":{"$error":"#REF!"}}]
[null,null,null,null,null,null,null,null,null,null,null,null,null,null,null,null,null,null,null,null,null,null,null,null,"Vizualizace","iMM"," "," ",{"$f":"#REF!","v":{"$error":"#REF!"}}," "," ",null,null,"Vizualizace"," "," ",{"$f":"#REF!","v":{"$error":"#REF!"}},{"$f":"#REF!","v":{"$error":"#REF!"}}," "," ",null,null,"Vizualizace"," ",{"$f":"#REF!","v":{"$error":"#REF!"}},{"$f":"#REF!","v":{"$error":"#REF!"}},{"$f":"#REF!","v":{"$error":"#REF!"}}," ",{"$f":"#REF!","v":{"$error":"#REF!"}}]
[null,null,null,null,null,null,null,null,null,null,null,null,null,null,null,null,null,null,null,null,null,null,null,null,"Jiný software","iMM"," "," ",{"$f":"#REF!","v":{"$error":"#REF!"}}," "," ",null,null,"Jiný software"," "," ",{"$f":"#REF!","v":{"$error":"#REF!"}},{"$f":"#REF!","v":{"$error":"#REF!"}}," "," ",null,null,"Jiný software","EasyTool Professional LT",{"$f":"#REF!","v":{"$error":"#REF!"}},{"$f":"#REF!","v":{"$error":"#REF!"}},{"$f":"#REF!","v":{"$error":"#REF!"}}," ",{"$f":"#REF!","v":{"$error":"#REF!"}}]
[null,null,null,null,null,null,null,null,null,null,null,null,null,null,null,null,null,null,null,null,null,null,null,"SILNÉ/SLABÉ STRÁNKY",null," "," "," ",{"$f":"#REF!","v":{"$error":"#REF!"}}," "," ",null,"SILNÉ/SLABÉ STRÁNKY",null," "," ",{"$f":"#REF!","v":{"$error":"#REF!"}},{"$f":"#REF!","v":{"$error":"#REF!"}}," "," ",null,"SILNÉ/SLABÉ STRÁNKY",null," ",{"$f":"#REF!","v":{"$error":"#REF!"}},{"$f":"#REF!","v":{"$error":"#REF!"}},{"$f":"#REF!","v":{"$error":"#REF!"}}," ",{"$f":"#REF!","v":{"$error":"#REF!"}}]
[null,null,null,null,null,null,null,null,null,null,null,null,null,null,null,null,null,null,null,null,null,null,null,null,"Silné stránky:","update FW přes sběrnici","velký výběr jednotek na sběrnici","SD karta (záloha)",{"$f":"#REF!","v":{"$error":"#REF!"}},"možnosti propojení s Tebis RF (bezdrátová k.)","jednotky pro osazení na stůl",null,null,"Silné stránky:","jednoduché připojení na stávající instalaci","napájení integrováno v každé jednotce",{"$f":"#REF!","v":{"$error":"#REF!"}},{"$f":"#REF!","v":{"$error":"#REF!"}},"Plug-in konektory modulů","možnost ovládání modulů ručně - tlačítky",null,null,"Silné stránky:"," ",{"$f":"#REF!","v":{"$error":"#REF!"}},{"$f":"#REF!","v":{"$error":"#REF!"}},{"$f":"#REF!","v":{"$error":"#REF!"}},"Každá jednotka má své napájení",{"$f":"#REF!","v":{"$error":"#REF!"}}]
[null,null,null,null,null,null,null,null,null,null,null,null,null,null,null,null,null,null,null,null,null,null,null,null,null," "," ","možnost konfigurace přes SW i ručně",{"$f":"#REF!","v":{"$error":"#REF!"}},{"$f":"M48","v":"záloha nastavení systému na USB (TX100)"},{"$f":"N48","v":"kamerové jednotky na sběrnici - vestavné"},null,null,null,"programování tlačítkem ","integrace RF ovládání",{"$f":"#REF!","v":{"$error":"#REF!"}},{"$f":"#REF!","v":{"$error":"#REF!"}}," "," ",null,null,null," ",{"$f":"#REF!","v":{"$error":"#REF!"}},{"$f":"#REF!","v":{"$error":"#REF!"}},{"$f":"#REF!","v":{"$error":"#REF!"}}," ",{"$f":"#REF!","v":{"$error":"#REF!"}}]
[null,null,null,null,null,null,null,null,null,null,null,null,null,null,null,null,null,null,null,null,null,null,null,null,null," "," "," ",{"$f":"#REF!","v":{"$error":"#REF!"}}," ","možnost propojení se standardní sběrnicí EIB (modul F426)",null,null,null,"cenová dostupnost"," ",{"$f":"#REF!","v":{"$error":"#REF!"}},{"$f":"#REF!","v":{"$error":"#REF!"}}," "," ",null,null,null," ",{"$f":"#REF!","v":{"$error":"#REF!"}},{"$f":"#REF!","v":{"$error":"#REF!"}},{"$f":"#REF!","v":{"$error":"#REF!"}}," ",{"$f":"#REF!","v":{"$error":"#REF!"}}]
[null,null,null,null,null,null,null,null,null,null,null,null,null,null,null,null,null,null,null,null,null,null,null,null,"Slabé stránky:"," ","složitost nastavování - programování jednotek","možnost IR ovládání",{"$f":"#REF!","v":{"$error":"#REF!"}}," "," ",null,null,"Slabé stránky:","omezení na jednoduché časové fce a scénáře","absence modulů typu BOX",{"$f":"#REF!","v":{"$error":"#REF!"}},{"$f":"#REF!","v":{"$error":"#REF!"}},"absence modulů typu BOX"," ",null,null,"Slabé stránky:"," ",{"$f":"#REF!","v":{"$error":"#REF!"}},{"$f":"#REF!","v":{"$error":"#REF!"}},{"$f":"#REF!","v":{"$error":"#REF!"}}," ",{"$f":"#REF!","v":{"$error":"#REF!"}}]
[null,null,null,null,null,null,null,null,null,null,null,null,null,null,null,null,null,null,null,null,null,null,null,null,null," "," "," ",{"$f":"#REF!","v":{"$error":"#REF!"}}," "," ",null,null,null,"montáž na klasickou silovou instalaci - možnost rušení"," ",{"$f":"#REF!","v":{"$error":"#REF!"}},{"$f":"#REF!","v":{"$error":"#REF!"}}," "," ",null,null,null," ",{"$f":"#REF!","v":{"$error":"#REF!"}},{"$f":"#REF!","v":{"$error":"#REF!"}},{"$f":"#REF!","v":{"$error":"#REF!"}}," ",{"$f":"#REF!","v":{"$error":"#REF!"}}]
[null,null,null,null,null,null,null,null,null,null,null,null,null,null,null,null,null,null,null,null,null,null,null,"PODPORA",null," "," "," ",{"$f":"#REF!","v":{"$error":"#REF!"}}," "," ",null,"PODPORA",null," "," ",{"$f":"#REF!","v":{"$error":"#REF!"}},{"$f":"#REF!","v":{"$error":"#REF!"}}," "," ",null,"PODPORA",null," ",{"$f":"#REF!","v":{"$error":"#REF!"}},{"$f":"#REF!","v":{"$error":"#REF!"}},{"$f":"#REF!","v":{"$error":"#REF!"}}," ",{"$f":"#REF!","v":{"$error":"#REF!"}}]
[null,null,null,null,null,null,null,null,null,null,null,null,null,null,null,null,null,null,null,null,null,null,null,null,"Způsob prodeje:","přes SP ","přes SP","přes SP",{"$f":"#REF!","v":{"$error":"#REF!"}},"přes obchodní zástupce (???)","přes SP",null,null,"Způsob prodeje:","přes SP","přes SP",{"$f":"#REF!","v":{"$error":"#REF!"}},{"$f":"#REF!","v":{"$error":"#REF!"}},"přes SP"," ",null,null,"Způsob prodeje:"," ",{"$f":"#REF!","v":{"$error":"#REF!"}},{"$f":"#REF!","v":{"$error":"#REF!"}},{"$f":"#REF!","v":{"$error":"#REF!"}}," ",{"$f":"#REF!","v":{"$error":"#REF!"}}]
[null,null,null,null,null,null,null,null,null,null,null,null,null,null,null,null,null,null,null,null,null,null,null,null,"Navázaný design vypínačů:","Elegant (plast)","Future linear","Element",{"$f":"#REF!","v":{"$error":"#REF!"}}," ","axolute",null,null,"Navázaný design vypínačů:","Galea Life (plast, kov, dřevo, kůže)","Original, Intense, Pure",{"$f":"#REF!","v":{"$error":"#REF!"}},{"$f":"#REF!","v":{"$error":"#REF!"}},"Bticino","atelier-M",null,null,"Navázaný design vypínačů:","EIKON",{"$f":"#REF!","v":{"$error":"#REF!"}},{"$f":"#REF!","v":{"$error":"#REF!"}},{"$f":"#REF!","v":{"$error":"#REF!"}}," ",{"$f":"#REF!","v":{"$error":"#REF!"}}]
[null,null,null,null,null,null,null,null,null,null,null,null,null,null,null,null,null,null,null,null,null,null,null,null,null,"Logus90 (plast, hliník, sklo, dřevo)","Solo, Solo carat","Time, Time Arbo",{"$f":"#REF!","v":{"$error":"#REF!"}}," ","living",null,null,null," ",0,{"$f":"#REF!","v":{"$error":"#REF!"}},{"$f":"#REF!","v":{"$error":"#REF!"}}," ","antik",null,null,null,"IDEN",{"$f":"#REF!","v":{"$error":"#REF!"}},{"$f":"#REF!","v":{"$error":"#REF!"}},{"$f":"#REF!","v":{"$error":"#REF!"}}," ",{"$f":"#REF!","v":{"$error":"#REF!"}}]
[null,null,null,null,null,null,null,null,null,null,null,null,null,null,null,null,null,null,null,null,null,null,null,null,null," ","Alpha exclusive"," ",{"$f":"#REF!","v":{"$error":"#REF!"}}," ","light",null,null,null," ",0,{"$f":"#REF!","v":{"$error":"#REF!"}},{"$f":"#REF!","v":{"$error":"#REF!"}}," ","octocolor",null,null,null,"PLANA",{"$f":"#REF!","v":{"$error":"#REF!"}},{"$f":"#REF!","v":{"$error":"#REF!"}},{"$f":"#REF!","v":{"$error":"#REF!"}}," ",{"$f":"#REF!","v":{"$error":"#REF!"}}]
[null,null,null,null,null,null,null,null,null,null,null,null,null,null,null,null,null,null,null,null,null,null,null,null,null," ","Impuls"," ",{"$f":"#REF!","v":{"$error":"#REF!"}}," ","light tech",null,null,null," ",0,{"$f":"#REF!","v":{"$error":"#REF!"}},{"$f":"#REF!","v":{"$error":"#REF!"}}," ","aquadesign",null,null,null," ",{"$f":"#REF!","v":{"$error":"#REF!"}},{"$f":"#REF!","v":{"$error":"#REF!"}},{"$f":"#REF!","v":{"$error":"#REF!"}}," ",{"$f":"#REF!","v":{"$error":"#REF!"}}]
[null,null,null,null,null,null,null,null,null,null,null,null,null,null,null,null,null,null,null,null,null,null,null,null,null," "," "," ",{"$f":"#REF!","v":{"$error":"#REF!"}}," ","matix",null,null,null," "," ",{"$f":"#REF!","v":{"$error":"#REF!"}},{"$f":"#REF!","v":{"$error":"#REF!"}}," ","aquastar",null,null,null," ",{"$f":"#REF!","v":{"$error":"#REF!"}},{"$f":"#REF!","v":{"$error":"#REF!"}},{"$f":"#REF!","v":{"$error":"#REF!"}}," ",{"$f":"#REF!","v":{"$error":"#REF!"}}]
[null,null,null,null,null,null,null,null,null,null,null,null,null,null,null,null,null,null,null,null,null,null,null,null,null," "," "," ",{"$f":"#REF!","v":{"$error":"#REF!"}}," "," ",null,null,null," "," ",{"$f":"#REF!","v":{"$error":"#REF!"}},{"$f":"#REF!","v":{"$error":"#REF!"}}," "," ",null,null,null," ",{"$f":"#REF!","v":{"$error":"#REF!"}},{"$f":"#REF!","v":{"$error":"#REF!"}},{"$f":"#REF!","v":{"$error":"#REF!"}}," ",{"$f":"#REF!","v":{"$error":"#REF!"}}]
[null,null,null,null,null,null,null,null,null,null,null,null,null,null,null,null,null,null,null,null,null,null,null,null,null," "," "," ",{"$f":"#REF!","v":{"$error":"#REF!"}}," "," ",null,null,null," "," ",{"$f":"#REF!","v":{"$error":"#REF!"}},{"$f":"#REF!","v":{"$error":"#REF!"}}," "," ",null,null,null," ",{"$f":"#REF!","v":{"$error":"#REF!"}},{"$f":"#REF!","v":{"$error":"#REF!"}},{"$f":"#REF!","v":{"$error":"#REF!"}}," ",{"$f":"#REF!","v":{"$error":"#REF!"}}]

{"sheet":"INSTALACE","index":2,"n_rows":217,"n_cols":147,"rows_kept":217,"cut":false,"hidden":false,"merged":[[1,105,1,108],[1,109,1,112],[122,105,122,108],[122,109,122,112],[155,105,155,108],[155,109,155,112],[30,69,30,71],[1,97,1,100],[1,101,1,104],[1,81,1,84],[1,85,1,88],[1,89,1,92],[1,93,1,96],[1,77,1,80],[151,69,151,71],[151,73,151,75],[187,88,187,124],[187,125,187,153],[184,162,184,164],[155,162,155,165],[184,45,184,47],[184,57,184,59],[184,61,184,63],[184,65,184,67],[184,69,184,71],[184,73,184,75],[184,142,184,144],[184,146,184,148],[184,150,184,152],[184,154,184,156],[184,158,184,160],[155,142,155,145],[155,146,155,149],[155,150,155,153],[155,93,155,96],[155,97,155,100],[155,101,155,104],[155,113,155,116],[155,117,155,120],[30,158,30,160],[32,85,32,161],[33,89,33,165],[30,138,30,140],[30,142,30,144],[30,146,30,148],[30,150,30,152],[122,138,122,141],[155,154,155,157],[155,158,155,161],[155,126,155,129],[155,130,155,133],[155,134,155,137],[122,117,122,120],[122,121,122,124],[122,126,122,129],[122,130,122,133],[122,134,122,137],[122,93,122,96],[122,97,122,100],[122,101,122,104],[122,113,122,116],[155,138,155,141],[155,121,155,124],[30,154,30,156],[155,65,155,68],[155,69,155,72],[155,73,155,76],[154,0,154,64],[155,1,155,4],[155,33,155,36],[155,37,155,40],[155,41,155,44],[155,45,155,48],[155,25,155,28],[155,49,155,52],[155,53,155,56],[155,57,155,60],[155,61,155,64],[30,77,30,79],[151,61,151,63],[122,65,122,68],[122,69,122,72],[122,73,122,76],[122,1,122,4],[122,33,122,36],[122,37,122,40],[122,41,122,44],[151,65,151,67],[1,1,1,4],[1,65,1,68],[1,69,1,72],[1,61,1,64],[1,53,1,56],[1,57,1,60],[1,73,1,76],[1,49,1,52],[1,25,1,28],[1,33,1,36],[1,37,1,40],[1,41,1,44],[1,45,1,48],[151,57,151,59],[30,29,30,31],[121,0,121,64],[122,45,122,48],[122,25,122,28],[122,49,122,52],[122,53,122,56],[122,57,122,60],[122,61,122,64],[1,113,1,116],[184,9,184,11],[1,29,1,32],[122,17,122,20],[155,17,155,20],[1,17,1,20],[1,21,1,24],[122,21,122,24],[155,21,155,24],[1,13,1,16],[122,13,122,16],[155,13,155,16],[151,25,151,27],[184,25,184,27],[32,5,32,76],[1,5,1,8],[122,5,122,8],[155,5,155,8],[1,9,1,12],[122,9,122,12],[151,9,151,11],[155,9,155,12],[153,1,153,76],[151,45,151,47]]}
[" ","CENOVÉ SROVNÁNÍ"]
[null," ",null,null,null,null,null,null,null," ",null,null,null,null,null,null,null,null,null,null,null," ",null,null,null," ",null,null,null," ",null,null,null," ",null,null,null,null,null,null,null,null,null,null,null," ",null,null,null,null,null,null,null,null,null,null,null,null,null,null,null,null,null,null,null," ",null,null,null," ",null,null,null," ",null,null,null," ",null,null,null," ",null,null,null," ",null,null,null," ",null,null,null," ",null,null,null," ",null,null,null," ",null,null,null," ",null,null,null," ",null,null,null," "]
[]
["AKTORY A SENZORY","Zařízení","cena / ks","ks","Cena","Zařízení","cena / ks","ks","Cena","Zařízení","cena / ks","ks","Cena","Zařízení","cena / ks","ks","Cena","Zařízení","cena / ks","ks","Cena","Zařízení","cena / ks","ks","Cena","Zařízení","cena / ks","ks","Cena","Zařízení","cena / ks","ks","Cena","Zařízení","cena / ks","ks","Cena","Zařízení","cena / ks","ks","Cena","Zařízení","cena / ks","ks","Cena","Zařízení","cena / ks","ks","Cena","Zařízení","cena / ks","ks","Cena","Zařízení","cena / ks","ks","Cena","Zařízení","cena / ks","ks","Cena","Zařízení","cena / ks","ks","Cena","Zařízení","cena / ks","ks","Cena","Zařízení","cena / ks","ks","Cena","Zařízení","cena / ks","ks","Cena","Zařízení","cena / ks","ks","Cena","Zařízení","cena / ks","ks","Cena","Zařízení","cena / ks","ks","Cena","Zařízení","cena / ks","ks","Cena","Zařízení","cena / ks","ks","Cena","Zařízení","cena / ks","ks","Cena","Zařízení","cena / ks","ks","Cena","Zařízení","cena / ks","ks","Cena","Zařízení","cena / ks","ks","Cena","Device","price / pc","pc","Price"]
["Ovladač světel - senzor (4x)","WSB3-40",1742,4,{"$f":"C5*D5","v":6968},"CNX-B4A",7067.5,4,{"$f":"G5*H5","v":28270},"ZME-WCD2-W",1210,4,{"$f":"K5*L5","v":4840},"GHQ6310070R0111",3300,4,{"$f":"O5*P5","v":13200},"2092NABS",2172.5,4,{"$f":"S5*T5","v":8690}," 5113 00 ",2887.5,4,{"$f":"W5*X5","v":11550},20001,2007.5,4,{"$f":"AA5*AB5","v":8030},"KNX ovl.",2173,4,{"$f":"AE5*AF5","v":8692},"DPBT04-LG",4702.5,4,{"$f":"AI5*AJ5","v":18810},"3271E-A48900 01",1540,4,{"$f":"AM5*AN5","v":6160},"TX304",1292.5,4,{"$f":"AQ5*AR5","v":5170}," 05-060-01",1017.5,4,{"$f":"AU5*AV5","v":4070},"MTN626299",1760,4,{"$f":"AY5*AZ5","v":7040},"H4652/2",1320,4,{"$f":"BC5*BD5","v":5280},"L4652/2",1320,4,{"$f":"BG5*BH5","v":5280},"5034NL",2255,4,{"$f":"BK5*BL5","v":9020},"MET-7",4812.5,4,{"$f":"BO5*BP5","v":19250},"LCN-UP24",660,4,{"$f":"BS5*BT5","v":2640},"OH/4I",2475,4,{"$f":"BW5*BX5","v":9900},"113A00-5",1320,4,{"$f":"CA5*CB5","v":5280},"5WG1220-2AB31",2447.5,4,{"$f":"CE5*CF5","v":9790},"MP04R.48",3822.5,4,{"$f":"CI5*CJ5","v":15290},"ZN1IO-4IAD",2777.5,4,{"$f":"CM5*CN5","v":11110},"BE-TA5504.01",2365,4,{"$f":"CQ5*CR5","v":9460},"QL-CP108",null,4,{"$f":"CU5*CV5","v":0},"SB-Simplese2-UK",null,4,{"$f":"CY5*CZ5","v":0},"CS0287-004",null,4,{"$f":"DC5*DD5","v":0},null,null,4,{"$f":"DG5*DH5","v":0},"8000330-039",null,4]
["Ovladač žaluzií - senzor (3x)","WSB3-20",1399,3,{"$f":"C6*D6","v":4197},"CNX-B2A",7067.5,3,{"$f":"G6*H6","v":21202.5},"ZME-WCS2-W",1210,3,{"$f":"K6*L6","v":3630},"GHQ6310074R0111",3300,3,{"$f":"O6*P6","v":9900},"2091NABS",1870,3,{"$f":"S6*T6","v":5610},"0634 01",1457.5,3,{"$f":"W6*X6","v":4372.5},20001,2007.5,3,{"$f":"AA6*AB6","v":6022.5},"KNX ovl.",1870,3,{"$f":"AE5*AF5","v":8692},"DPBT02-LG",4702.5,3,{"$f":"AI6*AJ6","v":14107.5},"3271E-A28900 01",1622.5,3,{"$f":"AM6*AN6","v":4867.5},"TX302",1127.5,3,{"$f":"AQ6*AR6","v":3382.5},"05-060-01",1017.5,3,{"$f":"AU6*AV6","v":3052.5},"MTN626199",1540,3,{"$f":"AY6*AZ6","v":4620},"H4652/2",1320,3,{"$f":"BC6*BD6","v":3960},"L4652/2",1320,3,{"$f":"BG6*BH6","v":3960},"5032NL",1980,3,{"$f":"BK6*BL6","v":5940},"MET-7",4812.5,4,{"$f":"BO6*BP6","v":19250},"LCN-UP24",660,3,{"$f":"BS6*BT6","v":1980},"OH/4I",2475,3,{"$f":"BW6*BX6","v":7425},"113A00-1",1072.5,3,{"$f":"CA6*CB6","v":3217.5},"5WG1220-2AB21 ",1485,3,{"$f":"CE6*CF6","v":4455},"MP02R.48",3135,3,{"$f":"CI6*CJ6","v":9405},"ZN1IO-4IAD",2777.5,3,{"$f":"CM6*CN6","v":8332.5},"BE-TA5502.01",2090,3,{"$f":"CQ6*CR6","v":6270},"QL-CP108",null,3,{"$f":"CU6*CV6","v":0},"SB-Simplese1-UK",null,3,{"$f":"CY6*CZ6","v":0},"CS0287-004",null,3,{"$f":"DC6*DD6","v":0},null,null,3,{"$f":"DG6*DH6","v":0},"8000330-039",null,3]
[null," "," "," "," "," "," "," "," "," "," "," "," "," "," "," "," "," "," "," "," "," "," "," "," "," "," "," "," ",null,null,null,null," "," "," "," "," "," "," "," "," "," "," "," "," "," "," "," "," "," "," "," "," "," "," "," "," "," "," "," "," "," "," "," "," "," "," "," "," "," "," "," "]
["Žaluzie - aktor (3x)","SA3-02B",1950,3,{"$f":"C8*D8","v":5850},"C2N-SDC",6985,2,{"$f":"G8*H8","v":13970},"DIN-8REL-E",19250,1,{"$f":"K8*L8","v":19250},"JRA/S 4.230.1.1",6077.5,1,{"$f":"O8*P8","v":6077.5},"2501UP",3740,3,{"$f":"S8*T8","v":11220},"2154 00",8937.5,1,{"$f":"W8*X8","v":8937.5},21174,2310,4,{"$f":"AA8*AB8","v":9240},100038,11999,3,{"$f":"AE8*AF8","v":35997},"DTRV01",7837.5,1,{"$f":"AI8*AJ8","v":7837.5},"3270-C67400",5087.5,1,{"$f":"AM8*AN8","v":5087.5},"TXA223",6985,1,{"$f":"AQ8*AR8","v":6985},"05-001-02",12980,1,{"$f":"AU8*AV8","v":12980},"MTN649704",4867.5,1,{"$f":"AY8*AZ8","v":4867.5},"F411/2",2035,3,{"$f":"BC8*BD8","v":6105},775623,2557.5,3,{"$f":"BG8*BH8","v":7672.5},"L5501RBCP",2667.5,3,{"$f":"BK8*BL8","v":8002.5},"incl. NI-2100","N/A",null,0,"LCN-R4M2H",4922.5,1,{"$f":"BS8*BT8","v":4922.5},"OH/MA",3245,1,{"$f":"BW8*BX8","v":3245},"112A00-1",2227.5,3,{"$f":"CA8*CB8","v":6682.5},"5WG1523-1AB03",6765,2,{"$f":"CE8*CF8","v":13530},"SB-DRY-4Z",4950,2,{"$f":"CI8*CJ8","v":9900},"ZN1IO-AB40",4427.5,2,{"$f":"CM8*CN8","v":8855},"JAL-0206.01",4235,2,{"$f":"CQ8*CR8","v":8470},"QLCC-01",null,2,{"$f":"CU8*CV8","v":0},"CSS-H1-WL",null,2,{"$f":"CY8*CZ8","v":0},"CS0335-2",null,1,{"$f":"DC8*DD8","v":0},"LVRS8-DIN",null,2,{"$f":"DG8*DH8","v":0},"8000220-039",null,1]
["Podlahové vytápění - aktor (kuchyň - 1x)","SA3-01B",1241,1,{"$f":"C9*D9","v":1241},"DIN-2MC2",7837.5,1,{"$f":"G9*H9","v":7837.5},"DIN-8REL-E",19250,1,{"$f":"K9*L9","v":19250},"6151-0-0245",3355,1,{"$f":"O9*P9","v":3355},"FA 10 UP",2365,1,{"$f":"S9*T9","v":2365},"1057 00",4180,1,{"$f":"W9*X9","v":4180},20015,3272.5,1,{"$f":"AA9*AB9","v":3272.5},"incl. 100001",0,0,0,"TL2001",1980,1,{"$f":"AI9*AJ9","v":1980},"3279-C17100",1402.5,1,{"$f":"AM9*AN9","v":1402.5},"TXA204A",5995,1,{"$f":"AQ9*AR9","v":5995},"05-002-02",5225,1,{"$f":"AU9*AV9","v":5225},"MTN649202",4070,1,{"$f":"AY9*AZ9","v":4070},"F411/1N",1237.5,1,{"$f":"BC9*BD9","v":1237.5},775633,2392.5,1,{"$f":"BG9*BH9","v":2392.5},"L5504RVF",8497.5,1,{"$f":"BK9*BL9","v":8497.5},"CCD-RS-277",825,1,{"$f":"BO9*BP9","v":825},"LCN-R1U",797.5,1,{"$f":"BS9*BT9","v":797.5},"OH/RP",1650,1,{"$f":"BW9*BX9","v":1650},"111A00-1",2172.5,1,{"$f":"CA9*CB9","v":2172.5},"MR0416.431",4950,1,{"$f":"CE9*CF9","v":4950},"MR0416.431",4950,1,{"$f":"CI9*CJ9","v":4950},"ZN1IO-AB40",4427.5,1,{"$f":"CM9*CN9","v":4427.5},"AKK-01UP.01",2420,1,{"$f":"CQ9*CR9","v":2420},"SW420",null,1,{"$f":"CU9*CV9","v":0},"SB-2R-UN",null,1,{"$f":"CY9*CZ9","v":0},"CS0335-2",null,0,{"$f":"DC9*DD9","v":0},"LVRS8-DIN",null,1,{"$f":"DG9*DH9","v":0}]
[null," "," "," "," "," "," "," "," "," "," "," "," "," "," "," "," "," "," "," "," "," "," "," "," "," "," "," ","  "," "," "," "," "," "," "," "," "," "," "," "," "," "," "," "," "," "," "," "," "," "," "," "," "," "," "," "," "," "," "," "," "," "," "," "," "," "," "," "," "," "," "," "," "," "," "," "," "]
["Hlavní světlo - aktor (3x)","DA3-22M",4788,4,{"$f":"C11*D11","v":19152},"DIN-1DIMU4",24420,2,{"$f":"G11*H11","v":48840},"DIN-8DIM-E",27087.5,1,{"$f":"K11*L11","v":27087.5},"6197/12-101-500",12980,2,{"$f":"O11*P11","v":25960},"3904REGHE",10862.5,2,{"$f":"S11*T11","v":21725},"2174 00",12732.5,2,{"$f":"W11*X11","v":25465},16556,8415,8,{"$f":"AA11*AB11","v":67320},100029,11299,1,{"$f":"AE11*AF11","v":11299},"DD500",2117.5,8,{"$f":"AI11*AJ11","v":16940},"3270-C27900",5197.5,4,{"$f":"AM11*AN11","v":20790},"TXA213",11330,3,{"$f":"AQ11*AR11","v":33990},"05-000-02",14300,1,{"$f":"AU11*AV11","v":14300},"MTN649315",8745,2,{"$f":"AY11*AZ11","v":17490},"F415",3355,8,{"$f":"BC11*BD11","v":26840},775637,3382.5,8,27060,"L5504D2U",17682.5,2,{"$f":"BK11*BL11","v":35365},"CCD-6D",2255,8,18040,"LCN-SH",5060,4,{"$f":"BS11*BT11","v":20240},"OH/DI2230",9542.5,4,38170,"110A00-2",3822.5,8,{"$f":"CA11*CB11","v":30580},"5WG1527-1AB31",5445,8,{"$f":"CE11*CF11","v":43560},"MD0206.432",7012.5,4,{"$f":"CI11*CJ11","v":28050},"ZN1DI-P400",3877.5,8,{"$f":"CM11*CN11","v":31020},"AKD-0201.01",8470,4,{"$f":"CQ11*CR11","v":33880},"QL-8012",null,4,{"$f":"CU11*CV11","v":0},"SB-DIM8c1A-DN",null,1,{"$f":"CY11*CZ11","v":0},"CS0165-2",null,4,{"$f":"DC11*DD11","v":0},"SLDS4-DIN",null,2,{"$f":"DG11*DH11","v":0},"8000301-039",null,4]
["Světlo u radiátoru - aktor (3x)",null," "," "," "," "," "," "," "," "," "," "," "," "," "," "," "," "," "," "," "," "," "," "," ",null,null,null,null," "," "," "," "," "," "," "," "," "," "," "," "," "," "," "," "," "," "," "," "," "," "," "," "," "," "," "," "," "," "," "," "," "," "," "," "," "," "," "," "," "," "," "," "," "," "," "," "]
["Lampa u pohovky - aktor (1x)"," "," "," "," "," "," "," "," "," "," "," "," "," "," "," "," "," "," "," "," "," "," "," "," "," "," ","  "," "," "," "," "," "," "," "," "," "," "," "," "," "," "," "," "," "," "," "," "," "," "," "," "," "," "," "," "," "," "," "," "," "," "," "," "," "," "," "," "," "," "," "," "," "," "," "," "," "]
["Bodové světla nad barem - aktor (1x)"," "," "," "," "," "," "," "," "," "," "," "," "," "," "," "," "," "," "," "," "," "," "," "," "," "," "," "," "," "," "," "," "," "," "," "," "," "," "," "," "," "," "," "," "," "," "," "," "," "," "," "," "," "," "," "," "," "," "," "," "," "," "," "," "," "," "," "," "," "," "," "," "," "," "," "," "]
[null," "," "," "," "," "," "," "," "," "," "," "," "," "," "," "," "," "," "," "," "," "," "," "," "," "," "," "," "," "," "," "," "," "," "," "," "," "," "," "," "," "," "," "," "," "," "," "," "," "," "," "," "," "," "," "," "," "," "," "," "," "," "," "," "," "," "," "," "," "," "," ","  "," "," "," "," "]
["Radiátory - hlavice (3x)","termohlavice",499,3,1497,"termohlavice",715,3,{"$f":"G16*H16","v":2145},"termohlavice",715,3,{"$f":"K16*L16","v":2145},"2-D22-00-101",852.5,3,{"$f":"O16*P16","v":2557.5},"TVA 110 WW",1512.5,3,{"$f":"S16*T16","v":4537.5},"termohlavice",715,3,{"$f":"W16*X16","v":2145},"termohlavice",715,3,{"$f":"AA16*AB16","v":2145},200005,825,3,{"$f":"AE16*AF16","v":2475},"termohlavice",687.5,3,{"$f":"AI16*AJ16","v":2062.5},"2-D22-00-101",852.5,3,2557.5,"termohlavice",632.5,3,{"$f":"AQ16*AR16","v":1897.5},"CHVZ-01/01",715,3,{"$f":"AU16*AV16","v":2145},"MTN639125",605,3,{"$f":"AY16*AZ16","v":1815},"termohlavice",715,3,{"$f":"BC16*BD16","v":2145},"termohlavice",715,3,{"$f":"BG16*BH16","v":2145},"termohlavice",715,3,{"$f":"BK16*BL16","v":2145},"termohlavice",715,3,{"$f":"BO16*BP16","v":2145},"LCN-AVN",852.5,3,{"$f":"BS16*BT16","v":2557.5},"termohlavice",715,3,{"$f":"BW16*BX16","v":2145},"N/A",0,null,0,"5WG1562-7AB02",5692.5,3,{"$f":"CE16*CF16","v":17077.5},"N/A",0,3,{"$f":"CI16*CJ16","v":0},"N/A",0,3,{"$f":"CM16*CN16","v":0},"N/A",0,3,{"$f":"CQ16*CR16","v":0},"N/A",null,3,{"$f":"CU16*CV16","v":0},"N/A",null,3,{"$f":"CY16*CZ16","v":0},"N/A",null,3,{"$f":"DC16*DD16","v":0},null,null,3,{"$f":"DG16*DH16","v":0},"N/A",null,3]
["Radiátory - aktor (3x)","DAC3-04B",3890,1,3890,"DIN-2MC2",7837.5,2,15675,"DIN-8TV-E",20350,1,20350,"6151-0-0245",3355,1,3355,"FA 10 UP",2365,3,7095,"1057 00",4180,3,12540,"20016.WH",3767.5,3,{"$f":"AA17*AB17","v":11302.5},"incl. 100001",0,0,0,"DD10V",1842.5,3,5527.5,"3270-C67600",4730,3,14190,"TXA204A",5967.5,1,5967.5,"05-001-02",12980,1,12980,"MTN649202",4070,2,8140,"F411/1N",1237.5,3,{"$f":"BC17*BD17","v":3712.5},775633,2392.5,3,{"$f":"BG17*BH17","v":7177.5}," L5504AMP",9350,1,{"$f":"BK17*BL17","v":9350},"CCD-RS-277",825,3,2475,"LCN-AO1R",1237.5,3,{"$f":"BS17*BT17","v":3712.5},"OH/AO4010",9542.5,1,9542.5,"111A00-1",2172.5,3,{"$f":"CA17*CB17","v":6517.5},"5WG1605-1AB01 ",11000,1,{"$f":"CE17*CF17","v":11000},"MR0416.431",4950,1,{"$f":"CI17*CJ17","v":4950},"ZN1IO-4IAD ",2777.5,3,{"$f":"CM17*CN17","v":8332.5},"AKH-0400.01",4977.5,3,{"$f":"CQ17*CR17","v":14932.5},"SW420",null,1,{"$f":"CU17*CV17","v":0},"SB-HVAC2-DN",null,1,{"$f":"CY17*CZ17","v":0},"CS0225-2",null,1,{"$f":"DC17*DD17","v":0},null,null,1,{"$f":"DG17*DH17","v":0},"N/A"]
[null," "," "," "," "," "," "," "," "," "," "," "," ",null," "," "," "," "," "," "," "," "," "," "," "," ","  "," "," "," "," "," "," "," "," "," "," "," "," "," "," "," "," "," "," "," "," "," "," "," "," "," "," "," "," "," "," "," "," "," "," "," "," "," "," "," "," "," "," "," "," "," "," "," "," "," "," "]
["Centrální dotykový panel (1x)","EST-3",5990,1,5990,"TPS-4LB",47822.5,1,{"$f":"G19*H19","v":47822.5},"TW7C0-BL",34210,1,{"$f":"K19*L19","v":34210},"6136-0-0185",34100,1,{"$f":"O19*P19","v":34100},"SP 9 FAPVE",141542.5,1,{"$f":"S19*T19","v":141542.5},"2072 05",39875,1,{"$f":"W19*X19","v":39875},"14848.SL",14135,1,{"$f":"AA19*AB19","v":14135},"N/A",0,null,0,"DLCD01",8195,1,8195,"3273M-A98900 03",4785,1,{"$f":"AM19*AN19","v":4785},"TX450A",6957.5,1,6957.5,"05-096",40150,1,40150,"MTN6260‑1007",33412.5,1,33412.5,"L4684SDK",36107.5,1,36107.5,"7756 19",31707.5,1,31707.5," 5080CTC3-PW",56210,1,{"$f":"BK19*BL19","v":56210},"MXD-430",42762.5,1,42762.5,"LCN-GT10DW",11660,1,{"$f":"BS19*BT19","v":11660},"MITHO HA NF",17682.5,1,17682.5,"N/A",0,null,0,"Tefora SL",22797.5,1,{"$f":"CE19*CF19","v":22797.5},"SB-WL-TS7",30250,1,{"$f":"CI19*CJ19","v":30250},"ZN1VI-TP41C",14547.5,1,{"$f":"CM19*CN19","v":14547.5},"VC-0701.03",28655,1,{"$f":"CQ19*CR19","v":28655},"QL-CPT301",null,1,{"$f":"CU19*CV19","v":0},"SB-CDP-J",null,1,{"$f":"CY19*CZ19","v":0},"CS0372",null,1,{"$f":"DC19*DD19","v":0},"EQ41TB-TI",null,1,{"$f":"DG19*DH19","v":0},"8000333-039",null,1]
[null," "," "," "," "," "," "," "," "," "," "," "," "," "," "," "," "," "," "," "," "," "," "," "," "," "," "," "," "," "," "," "," "," "," "," "," "," "," "," "," "," "," "," "," "," "," "," "," "," "," "," "," "," "," "," "," "," "," "," "," "," "," "," "," "," "," "," "," "," "," "," "," "," "," "," "," "]
[null," "," "," "," "," "," "," "," "," "," "," "," "," "," "," "," "," "," "," "," "," "," "," "," "," ",null," "," "," "," "," "," "," "," "," "," "," "," "," "," "," "," "," "," "," "," "," "," "," "," "," "," "," "," "," "," "," "," "," "," "," "," "," "," "," "," "," "," "," "," "," "," "," "," "," "," "]
["SYSTÉMOVÉ PRVKY (závisí na systému)"," "," "," "," "," "," "," "," "," "," "," "," "," "," "," "," "," "," "," "," "," "," "," "," "," "," "," "," "," "," "," "," "," "," "," "," "," "," "," "," "," "," "," "," "," "," "," "," "," "," "," "," "," "," "," "," "," "," "," "," "," "," "," "," "," "," "," "," "," "," "," "," "," "," "," "," "]
["Řídící jednotka","CU3-01M",11500,1,{"$f":"C23*D23","v":11500},"DIN-AP2",22385,1,{"$f":"G23*H23","v":22385}," HC250-BL-1",24970,1,{"$f":"K23*L23","v":24970}," "," "," "," ","FMC 1000",18177.5,1,{"$f":"S23*T23","v":18177.5}," "," "," "," ","N/A","N/A"," ",0,100001,12499,1,{"$f":"AE23*AF23","v":12499},"DGQG01",18040,1,{"$f":"AI23*AJ23","v":18040},"3270-C16100",9130,1,{"$f":"AM23*AN23","v":9130},"TX 100",16390,1,{"$f":"AQ23*AR23","v":16390}," "," "," "," "," "," "," "," "," "," "," "," "," "," "," "," ","5500PACA",13722.5,1,{"$f":"BK23*BL23","v":13722.5}," NI-2100",32972.5,1,32972.5,"N/A","N/A"," ",0,"N/A","N/A",0,0,"117A00-1",22385,1,{"$f":"CA23*CB23","v":22385},"QAX903-CS",9900,1,{"$f":"CE23*CF23","v":9900},"N/A",0,1,{"$f":"CI23*CJ23","v":0},"N/A",0,1,{"$f":"CM23*CN23","v":0},"VC-EASY.01",16472.5,1,{"$f":"CQ23*CR23","v":16472.5},"QL NE100",null,1,{"$f":"CU23*CV23","v":0},"SB-Logic2-DN ",null,1,{"$f":"CY23*CZ23","v":0},"CS0453",null,1,{"$f":"DC23*DD23","v":0},null,null,1,{"$f":"DG23*DH23","v":0},null,null,1]
["Napájecí zdroj","PS3-100/iNELS",2790,1,{"$f":"C24*D24","v":2790},"DIN-PWS50",4097.5,1,{"$f":"G24*H24","v":4097.5},"N/A","N/A"," ",0,"2CDG110085R0011",4730,1,{"$f":"O24*P24","v":4730},"2005 REG",5665,1,{"$f":"S24*T24","v":5665},"1079 00",12155,1,{"$f":"W24*X24","v":12155},1801,6572.5,1,{"$f":"AA24*AB24","v":6572.5},200002,1540,1,1540,"DALI01",3272.5,1,{"$f":"AI24*AJ24","v":3272.5},"6120-0-0065",4812.5,1,{"$f":"AM24*AN24","v":4812.5},"TX111",7617.5,1,{"$f":"AQ24*AR24","v":7617.5},"360-47000",3712.5,1,{"$f":"AU24*AV24","v":3712.5},"MTN693004",4125,1,{"$f":"AY24*AZ24","v":4125},"E46ADCN",1897.5,1,{"$f":"BC24*BD24","v":1897.5},"E46ADCN",2887.5,1,{"$f":"BG24*BH24","v":2887.5},"5500PS",6022.5,1,{"$f":"BK24*BL24","v":6022.5},"N/A","N/A",null,0," LCN-NH24",1375,1,{"$f":"BS24*BT24","v":1375},"OH/A.01",6682.5,1,6682.5,"123A00-1",5747.5,1,{"$f":"CA24*CB24","v":5747.5},"5WG1125-1AB22 ",8745,1,{"$f":"CE24*CF24","v":8745},"DN-PS750",2722.5,1,{"$f":"CI24*CJ24","v":2722.5},"ZN1PS-320MPA230",5197.5,1,{"$f":"CM24*CN24","v":5197.5},"STV-320.01",5060,1,{"$f":"CQ24*CR24","v":5060},"QL PS1202",null,1,{"$f":"CU24*CV24","v":0},"SB-MW-NFM-15-DN",null,1,{"$f":"CY24*CZ24","v":0},"CS0368",null,1,{"$f":"DC24*DD24","v":0},null,null,1,{"$f":"DG24*DH24","v":0}]
["Modul rozhraní pro stmívače"," "," "," "," "," "," "," "," "," "," "," "," "," "," "," "," "," "," "," "," "," "," "," "," "," "," "," "," "," "," "," "," ","DDIM01",3822.5,1,3822.5," "," "," "," "," "," "," "," "," "," "," "," "," "," "," "," "," "," "," "," "," "," "," "," "," "," "," "," "," "," "," "," "," "," "," "," "," "," "," "," "]
["Spínací modul - rozhraní "," "," "," "," "," "," "," "," ",null,null,null,null," "," "," "," "," "," "," "," "," "," "," "," "," "," "," "," "," "," "," "," ","DTRP01",2172.5,1,2172.5," "," "," "," "," "," "," "," "," "," "," "," "," "," "," "," "," "," "," "," "," "," "," "," "," "," "," "," "," "," "," "," "," "," "," "," "," "," "," "," "]
[null," "," "," "," "," "," "," "," "," "," "," "," "," "," "," "," "," "," "," "," "," "," "," "," "," "," "," "," "," "," "," "," "," "," "," "," "," "," "," "," "," "," "," "," "," "," "," "," "," "," "," "," "," "," "," "," ",null,null,null,null," "," "," "," "," "," "," "," "," Software",25300,1,{"$f":"BS27*BT27","v":25300}," "," "," "," "]
["NÁKLADY"]
["Cena celková (sečteny ceny za 1ks) "," ",{"$f":"SUM(C5:C26)","v":35789}," "," "," ",{"$f":"SUM(G5:G26)","v":136235}," "," "," ",{"$f":"SUM(K5:K27)","v":148252.5},null," "," ",{"$f":"SUM(O5:O26)","v":72050}," "," "," ",{"$f":"SUM(S5:S26)","v":190272.5}," "," "," ",{"$f":"SUM(W5:W26)","v":87120}," "," "," ",{"$f":"SUM(AA5:AA27)","v":43202.5}," "," "," ",{"$f":"SUM(AE5:AE27)","v":42205}," "," "," ",{"$f":"SUM(AI5:AI26)","v":59372.5}," "," "," ",{"$f":"SUM(AM5:AM26)","v":39160}," "," "," ",{"$f":"SUM(AQ5:AQ26)","v":64295}," "," "," ",{"$f":"SUM(AU5:AU26)","v":92097.5}," "," "," ",{"$f":"SUM(AY5:AY26)","v":63195}," "," "," ",{"$f":"SUM(BC5:BC26)","v":49225}," "," "," ",{"$f":"SUM(BG5:BG27)","v":48675}," "," "," ",{"$f":"SUM(BK5:BK27)","v":119102.5}," "," "," ",{"$f":"SUM(BO5:BO27)","v":89980}," "," "," ",{"$f":"SUM(BS5:BS27)","v":52525}," "," "," ",{"$f":"SUM(BW5:BW27)","v":54010}," "," "," ",{"$f":"SUM(CA5:CA27)","v":40920}," "," "," ",{"$f":"SUM(CE5:CE27)","v":79227.5}," "," "," ",{"$f":"SUM(CI5:CI27)","v":61792.5}," "," "," ",{"$f":"SUM(CM5:CM27)","v":40810}," "," "," ",{"$f":"SUM(CQ5:CQ27)","v":74745}," "," "," ",{"$f":"SUM(CU5:CU27)","v":0}," "," "," ",{"$f":"SUM(CY5:CY27)","v":0}," "," "," ",{"$f":"SUM(DC5:DC27)","v":0}," "," "," ",{"$f":"SUM(DG5:DG27)","v":0}," "," "," ",{"$f":"SUM(DK5:DK27)","v":0}," "]
["Počet zařízení v projektu "," "," ",{"$f":"SUM(D5:D26)","v":22}," "," "," ",{"$f":"SUM(H5:H26)","v":20}," "," "," ",{"$f":"SUM(L5:L29)","v":16}," "," "," ",{"$f":"SUM(P5:P26)","v":17}," "," "," ",{"$f":"SUM(T5:T26)","v":22}," "," "," ",{"$f":"SUM(X5:X26)","v":19}," "," "," ",{"$f":"SUM(AB5:AB29)","v":28}," "," "," ",{"$f":"SUM(AF5:AF29)","v":16}," "," "," ",{"$f":"SUM(AJ5:AJ26)","v":28}," "," "," ",{"$f":"SUM(AN5:AN26)","v":22}," "," "," ",{"$f":"SUM(AR5:AR26)","v":19}," "," "," ",{"$f":"SUM(AV5:AV26)","v":16}," "," "," ",{"$f":"SUM(AZ5:AZ26)","v":18}," "," "," ",{"$f":"SUM(BD5:BD26)","v":27}," "," "," ",{"$f":"SUM(BH5:BH27)","v":27}," "," "," ",{"$f":"SUM(BL5:BL29)","v":20}," "," "," ",{"$f":"SUM(BP5:BP29)","v":25}," "," "," ",{"$f":"SUM(BT5:BT29)","v":22}," "," "," ",{"$f":"SUM(BX5:BX29)","v":19}," "," "," ",{"$f":"SUM(CB5:CB29)","v":24}," "," "," ",{"$f":"SUM(CF5:CF29)","v":25}," "," "," ",{"$f":"SUM(CJ5:CJ29)","v":21}," "," "," ",{"$f":"SUM(CN5:CN29)","v":27}," "," "," ",{"$f":"SUM(CR5:CR29)","v":23}," "," "," ",{"$f":"SUM(CV5:CV29)","v":21}," "," "," ",{"$f":"SUM(CZ5:CZ29)","v":18}," "," "," ",{"$f":"SUM(DD5:DD29)","v":19}," "," "," ",{"$f":"SUM(DH5:DH29)","v":19}," "," "," ",{"$f":"SUM(DL5:DL29)","v":17}," "]
["Celkové náklady na projekt"," "," "," ",{"$f":"SUM(E5:E26)","v":63075}," "," "," ",{"$f":"SUM(I5:I26)","v":212245}," "," "," ",{"$f":"SUM(M5:M30)","v":155732.5}," "," "," ",{"$f":"SUM(Q5:Q26)","v":103235}," "," "," ",{"$f":"SUM(U5:U26)","v":226627.5}," "," "," ",{"$f":"SUM(Y5:Y26)","v":121220}," "," "," ",{"$f":"SUM(AC5:AC30)","v":128040},"Cena bez dotykového panelu",null,null,{"$f":"SUM(AG5:AG30)","v":81194}," "," "," ",{"$f":"SUM(AK5:AK26)","v":102767.5}," "," "," ",{"$f":"SUM(AO5:AO26)","v":73782.5}," "," "," ",{"$f":"SUM(AS5:AS26)","v":94352.5}," "," "," ",{"$f":"SUM(AW5:AW26)","v":98615}," "," "," ",{"$f":"SUM(BA5:BA26)","v":85580}," "," "," ",{"$f":"SUM(BE5:BE26)","v":87285}," "," "," ",{"$f":"SUM(BI5:BI26)","v":90282.5},null,null,null,{"$f":"SUM(BM5:BM30)","v":154275}," "," "," ",{"$f":"SUM(BQ5:BQ30)","v":137720},"Cena bez dotykového panelu",null,null,{"$f":"SUM(BU5:BU30)","v":75185}," "," "," ",{"$f":"SUM(BY5:BY30)","v":96442.5},"Cena bez dotykového panelu ->",null,null,{"$f":"SUM(CC5:CC30)","v":82582.5}," "," "," ",{"$f":"SUM(CG5:CG30)","v":145805}," "," "," ",{"$f":"SUM(CK5:CK30)","v":105517.5}," "," "," ",{"$f":"SUM(CO5:CO30)","v":91822.5}," "," "," ",{"$f":"SUM(CS5:CS30)","v":125620}," "," "," ",{"$f":"SUM(CW5:CW30)","v":0}," "," "," ",{"$f":"SUM(DA5:DA30)","v":0}," "," "," ",{"$f":"SUM(DE5:DE30)","v":0}," "," "," ",{"$f":"SUM(DI5:DI30)","v":0}," "," "," ",{"$f":"SUM(DM5:DM30)","v":0}]
[]
[null,null,null,null,null,"Popis vzorového projektu: Uvažují se vždy 3 pokoje - obývák s kuchyní, dětský pokoj a ložnice. V každé místnosti se ovládá: 2x světla, 1x topení, 1x žaluzie. Jsou kalkulovány pouze ty prvky, které se u dané funkce mění. Ty, které zůstávají funkčně stejné (bez ohledu na design a provedení) se nekalkulují.\nNejsou kalkulovány zařízení a spotřebiče: světla, lampy, radiátory, podlahovka, žaluzie. Ty ale v rámci porovnání zůstávají shodné. Nejsou kalkulovány kabely a instalační materiál. Cena ale v rámci uvedených instalací bude podobná a nebude se lišit o více než 10%. Vypínače a ovladače jsou kalkulovány v základních designech (většinou plastové rámečky). Ceny jsou uvedeny v Kč bez DPH.  "]
[null,null,null,null,null,"Pozn. Vybírány byly přednostně jednotky určené pro montáž do rozváděče s nejnižší cenou. V případě, že jednotku se nepodařilo zjistit nebo se nevyrábí, je daná položka nahrazena zkratkou N/A a cena je nastavena na 0. "]
[" "," ",null,null,null,null,null,null,null,null,null,null,null,null,null,null,null,null,null,null,null,null,null,null,null,null,null,null,null,null,null,null,null," ",null,null,null," "]
[]
[null,null,null,null,null,null,null,null,null,null,null,null,null,null,null,null,null,null,null,null,null,null,null,null,null,null,null," ",null,null,null,null,null,null,null,null,null,null,null,null,null,null,null,null,null,null,null,null,null,null,null,null,null,null,null,null,null,null,null,null,null,null,null,null,null,null,null,null,null,null,null,null,null," "]
[]
[]
[null,null,null,null,null,null,null,null,null,null,null,null,null,null,null,null,null,null,null,null,null,null,null,null,null,null,null,null,null,null,null,null,null,null,null,null,null,null,null,null,null,null,null,null,null,null,null,null,null,null,null,null,null,null,null,null,null,null,null,null," "]
[null,null,null,null," "]
[]
[]
[]
[]
[]
[]
[]
[]
[]
[]
[]
[]
[]
[]
[]
[]
[]
[]
[]
[]
[]
[]
[]
[]
[]
[]
[]
[]
[]
[]
[]
[]
[]
[]
[]
[]
[]
[]
[]
[]
[]
[]
[]
[]
[]
[]
[]
[]
[]
[]
[null,null,null,null,null,null,null,null,null,null,null,null,null,null,null,null,null,null,null,null,null,null,null,null,null,null,null,null,null,null,null,null,null,null,null,null,null,null,null,null,null,null,null,null,null," "]
[]
[]
[]
[]
[]
[]
[]
[]
[]
[]
[]
[]
[]
[]
[]
[]
[]
[]
[]
[]
[]
[]
[]
[]
[]
[]
[]
[]
[]
[]
[null,null,null,null,null,null,null,null,null,null,null,null,null,null,null,null,null,null,null,null,null,null,null,null,null,null,null,null,null,null,null,null,null,null,null,null,null,null,null,null,null,null,null,null,null,null,null,null,null,null,null,null,null,null,null,null,null,null,null,null,null,null,null,null,null,null,null,null,null,null,null,null,null,null,null,null,null,null,null,null,null,null,null,null,null,null,null,null,null,null,null,null,null," ",null,null,null,null,null,null,null,null,null,null,null,null,null,null,null,null,null,null,null,null,null,null,null,null,null,null,null,null,null,null,null,"CENOVÉ SROVNÁNÍ INTELIGENTNÍCH ELEKTROINSTALACÍ"," ",null,null,null," ",null,null,null," ",null,null,null," "]
[null,null,null,null,null,null,null,null,null,null,null,null,null,null,null,null,null,null,null,null,null,null,null,null,null,null,null,null,null,null,null,null,null,null,null,null,null,null,null,null,null,null,null,null,null,null,null,null,null,null,null,null,null,null,null,null,null,null,null,null,null,null,null,null,null,null,null,null,null,null,null,null,null,null,null,null,null,null,null,null,null,null,null,null,null,null,null,null,null,null,null,null,null,"Zařízení","cena / ks","ks","Cena","Zařízení","cena / ks","ks","Cena","Zařízení","cena / ks","ks","Cena","Zařízení","cena / ks","ks","Cena","Zařízení","cena / ks","ks","Cena","Zařízení","cena / ks","ks","Cena","Zařízení","cena / ks","ks","Cena","Zařízení","cena / ks","ks","Cena","AKTORY A SENZORY","Zařízení","cena / ks","ks","Cena","Zařízení","cena / ks","ks","Cena","Zařízení","cena / ks","ks","Cena","Zařízení","cena / ks","ks","Cena"]
[null,null,null,null,null,null,null,null,null,null,null,null,null,null,null,null,null,null,null,null,null,null,null,null,null,null,null,null,null,null,null,null,null,null,null,null,null,null,null,null,null,null,null,null,null,null,null,null,null,null,null,null,null,null,null,null,null,null,null,null,null,null,null,null,null,null,null,null,null,null,null,null,null,null,null,null,null,null,null,null,null,null,null,null,null,null,null,null,null,null,null,null,null,{"$f":"AH5","v":"DPBT04-LG"},4702.5,4,18810,"3271E-A48900 01",1540,4,6160,"TX304",1292.5,4,5170," 05-060-01",1017.5,4,4070,"MTN626299",1760,4,7040,{"$f":"BF5","v":"L4652/2"},1320,4,5280,{"$f":"#REF!","v":{"$error":"#REF!"}},{"$f":"#REF!","v":{"$error":"#REF!"}},{"$f":"#REF!","v":{"$error":"#REF!"}},{"$f":"#REF!","v":{"$error":"#REF!"}},{"$f":"#REF!","v":{"$error":"#REF!"}},{"$f":"#REF!","v":{"$error":"#REF!"}},{"$f":"#REF!","v":{"$error":"#REF!"}},{"$f":"#REF!","v":{"$error":"#REF!"}},"Ovladač světel - sensor (4x)",{"$f":"#REF!","v":{"$error":"#REF!"}},{"$f":"#REF!","v":{"$error":"#REF!"}},{"$f":"#REF!","v":{"$error":"#REF!"}},{"$f":"#REF!","v":{"$error":"#REF!"}},{"$f":"BN5","v":"MET-7"},4812.5,4,19250,"LCN-UP24",660,4,2640,"OH/4I",2475,4,9900]
[null,null,null,null,null,null,null,null,null,null,null,null,null,null,null,null,null,null,null,null,null,null,null,null,null,null,null,null,null,null,null,null,null,null,null,null,null,null,null,null,null,null,null,null,null,null,null,null,null,null,null,null,null,null,null,null,null,null,null,null,null,null,null,null,null,null,null,null,null,null,null,null,null,null,null,null,null,null,null,null,null,null,null,null,null,null,null,null,null,null,null,null,null,{"$f":"AH7","v":" "}," "," "," "," "," "," "," "," "," "," "," "," "," "," "," "," "," "," "," ",{"$f":"BF7","v":" "}," "," "," ",{"$f":"#REF!","v":{"$error":"#REF!"}},{"$f":"#REF!","v":{"$error":"#REF!"}},{"$f":"#REF!","v":{"$error":"#REF!"}},{"$f":"#REF!","v":{"$error":"#REF!"}},{"$f":"#REF!","v":{"$error":"#REF!"}},{"$f":"#REF!","v":{"$error":"#REF!"}},{"$f":"#REF!","v":{"$error":"#REF!"}},{"$f":"#REF!","v":{"$error":"#REF!"}},null,{"$f":"#REF!","v":{"$error":"#REF!"}},{"$f":"#REF!","v":{"$error":"#REF!"}},{"$f":"#REF!","v":{"$error":"#REF!"}},{"$f":"#REF!","v":{"$error":"#REF!"}},{"$f":"BN7","v":" "}," "," "," "," "," "," "," ",0,0,0,0]
[null,null,null,null,null,null,null,null,null,null,null,null,null,null,null,null,null,null,null,null,null,null,null,null,null,null,null,null,null,null,null,null,null,null,null,null,null,null,null,null,null,null,null,null,null,null,null,null,null,null,null,null,null,null,null,null,null,null,null,null,null,null,null,null,null,null,null,null,null,null,null,null,null,null,null,null,null,null,null,null,null,null,null,null,null,null,null,null,null,null,null,null,null,{"$f":"AH11","v":"DD500"},2117.5,8,16940,"3270-C27900",5197.5,4,20790,"TXA213",11330,3,33990,"05-000-02",14300,1,14300,{"$f":"AX11","v":"MTN649315"},8745,2,17490,{"$f":"BF11","v":775637},3382.5,8,27060,{"$f":"#REF!","v":{"$error":"#REF!"}},{"$f":"#REF!","v":{"$error":"#REF!"}},{"$f":"#REF!","v":{"$error":"#REF!"}},{"$f":"#REF!","v":{"$error":"#REF!"}},{"$f":"#REF!","v":{"$error":"#REF!"}},{"$f":"#REF!","v":{"$error":"#REF!"}},{"$f":"#REF!","v":{"$error":"#REF!"}},{"$f":"#REF!","v":{"$error":"#REF!"}},"Hlavní světlo (strop, 3x) - aktor",{"$f":"#REF!","v":{"$error":"#REF!"}},{"$f":"#REF!","v":{"$error":"#REF!"}},{"$f":"#REF!","v":{"$error":"#REF!"}},{"$f":"#REF!","v":{"$error":"#REF!"}},{"$f":"BN11","v":"CCD-6D"},2255,8,18040,"LCN-SH",5060,4,20240,"OH/DI2230",9542.5,4,38170]
[null,null,null,null,null,null,null,null,null,null,null,null,null,null,null,null,null,null,null,null,null,null,null,null,null,null,null,null,null,null,null,null,null,null,null,null,null,null,null,null,null,null,null,null,null,null,null,null,null,null,null,null,null,null,null,null,null,null,null,null,null,null,null,null,null,null,null,null,null,null,null,null,null,null,null,null,null,null,null,null,null,null,null,null,null,null,null,null,null,null,null,null,null," "," "," "," "," "," "," "," "," "," "," "," "," "," "," "," "," "," "," "," "," "," "," "," ",{"$f":"#REF!","v":{"$error":"#REF!"}},{"$f":"#REF!","v":{"$error":"#REF!"}},{"$f":"#REF!","v":{"$error":"#REF!"}},{"$f":"#REF!","v":{"$error":"#REF!"}},{"$f":"#REF!","v":{"$error":"#REF!"}},{"$f":"#REF!","v":{"$error":"#REF!"}},{"$f":"#REF!","v":{"$error":"#REF!"}},{"$f":"#REF!","v":{"$error":"#REF!"}},"Světlo u radiátoru (3x) - aktor",{"$f":"#REF!","v":{"$error":"#REF!"}},{"$f":"#REF!","v":{"$error":"#REF!"}},{"$f":"#REF!","v":{"$error":"#REF!"}},{"$f":"#REF!","v":{"$error":"#REF!"}}," "," "," "," "," "," "," "," "," "," "," "," "]
[null,null,null,null,null,null,null,null,null,null,null,null,null,null,null,null,null,null,null,null,null,null,null,null,null,null,null,null,null,null,null,null,null,null,null,null,null,null,null,null,null,null,null,null,null,null,null,null,null,null,null,null,null,null,null,null,null,null,null,null,null,null,null,null,null,null,null,null,null,null,null,null,null,null,null,null,null,null,null,null,null,null,null,null,null,null,null,null,null,null,null,null,null," "," "," "," "," "," "," "," "," "," "," "," "," "," "," "," "," "," "," "," "," "," "," "," ",{"$f":"#REF!","v":{"$error":"#REF!"}},{"$f":"#REF!","v":{"$error":"#REF!"}},{"$f":"#REF!","v":{"$error":"#REF!"}},{"$f":"#REF!","v":{"$error":"#REF!"}},{"$f":"#REF!","v":{"$error":"#REF!"}},{"$f":"#REF!","v":{"$error":"#REF!"}},{"$f":"#REF!","v":{"$error":"#REF!"}},{"$f":"#REF!","v":{"$error":"#REF!"}},"Lampa u pohovky (1x) - aktor",{"$f":"#REF!","v":{"$error":"#REF!"}},{"$f":"#REF!","v":{"$error":"#REF!"}},{"$f":"#REF!","v":{"$error":"#REF!"}},{"$f":"#REF!","v":{"$error":"#REF!"}}," "," "," "," "," "," "," "," "," "," "," "," "]
[null,null,null,null,null,null,null,null,null,null,null,null,null,null,null,null,null,null,null,null,null,null,null,null,null,null,null,null,null,null,null,null,null,null,null,null,null,null,null,null,null,null,null,null,null,null,null,null,null,null,null,null,null,null,null,null,null,null,null,null,null,null,null,null,null,null,null,null,null,null,null,null,null,null,null,null,null,null,null,null,null,null,null,null,null,null,null,null,null,null,null,null,null," "," "," "," "," "," "," "," "," "," "," "," "," "," "," "," "," "," "," "," "," "," "," "," ",{"$f":"#REF!","v":{"$error":"#REF!"}},{"$f":"#REF!","v":{"$error":"#REF!"}},{"$f":"#REF!","v":{"$error":"#REF!"}},{"$f":"#REF!","v":{"$error":"#REF!"}},{"$f":"#REF!","v":{"$error":"#REF!"}},{"$f":"#REF!","v":{"$error":"#REF!"}},{"$f":"#REF!","v":{"$error":"#REF!"}},{"$f":"#REF!","v":{"$error":"#REF!"}},"Bodové světla nad barem (1x) - aktor",{"$f":"#REF!","v":{"$error":"#REF!"}},{"$f":"#REF!","v":{"$error":"#REF!"}},{"$f":"#REF!","v":{"$error":"#REF!"}},{"$f":"#REF!","v":{"$error":"#REF!"}}," "," "," "," "," "," "," "," "," "," "," "," "]
[null,null,null,null,null,null,null,null,null,null,null,null,null,null,null,null,null,null,null,null,null,null,null,null,null,null,null,null,null,null,null,null,null,null,null,null,null,null,null,null,null,null,null,null,null,null,null,null,null,null,null,null,null,null,null,null,null,null,null,null,null,null,null,null,null,null,null,null,null,null,null,null,null,null,null,null,null,null,null,null,null,null,null,null,null,null,null,null,null,null,null,null,null," "," "," "," "," "," "," "," "," "," "," "," "," "," "," "," "," "," "," "," "," "," "," "," ",{"$f":"#REF!","v":{"$error":"#REF!"}},{"$f":"#REF!","v":{"$error":"#REF!"}},{"$f":"#REF!","v":{"$error":"#REF!"}},{"$f":"#REF!","v":{"$error":"#REF!"}},{"$f":"#REF!","v":{"$error":"#REF!"}},{"$f":"#REF!","v":{"$error":"#REF!"}},{"$f":"#REF!","v":{"$error":"#REF!"}},{"$f":"#REF!","v":{"$error":"#REF!"}},null,{"$f":"#REF!","v":{"$error":"#REF!"}},{"$f":"#REF!","v":{"$error":"#REF!"}},{"$f":"#REF!","v":{"$error":"#REF!"}},{"$f":"#REF!","v":{"$error":"#REF!"}}," "," "," "," "," "," "," ","  "," "," "," "," "]
[null,null,null,null,null,null,null,null,null,null,null,null,null,null,null,null,null,null,null,null,null,null,null,null,null,null,null,null,null,null,null,null,null,null,null,null,null,null,null,null,null,null,null,null,null,null,null,null,null,null,null,null,null,null,null,null,null,null,null,null,null,null,null,null,null,null,null,null,null,null,null,null,null,null,null,null,null,null,null,null,null,null,null,null,null,null,null,null,null,null,null,null,null,{"$f":"AH9","v":"TL2001"},1980,1,1980,"3279-C17100",1402.5,1,1402.5,"TXA204A",5995,1,5995,"05-002-02",5225,1,5225,{"$f":"AX9","v":"MTN649202"},4070,1,4070,{"$f":"BF9","v":775633},2392.5,1,2392.5,{"$f":"#REF!","v":{"$error":"#REF!"}},{"$f":"#REF!","v":{"$error":"#REF!"}},{"$f":"#REF!","v":{"$error":"#REF!"}},{"$f":"#REF!","v":{"$error":"#REF!"}},{"$f":"#REF!","v":{"$error":"#REF!"}},{"$f":"#REF!","v":{"$error":"#REF!"}},{"$f":"#REF!","v":{"$error":"#REF!"}},{"$f":"#REF!","v":{"$error":"#REF!"}},"Podlahové vytápění (1x) - aktor (kuchyň)",{"$f":"#REF!","v":{"$error":"#REF!"}},{"$f":"#REF!","v":{"$error":"#REF!"}},{"$f":"#REF!","v":{"$error":"#REF!"}},{"$f":"#REF!","v":{"$error":"#REF!"}},{"$f":"BN9","v":"CCD-RS-277"},825,1,825,"LCN-R1U",797.5,1,797.5,"OH/RP",1650,1,1650]
[null,null,null,null,null,null,null,null,null,null,null,null,null,null,null,null,null,null,null,null,null,null,null,null,null,null,null,null,null,null,null,null,null,null,null,null,null,null,null,null,null,null,null,null,null,null,null,null,null,null,null,null,null,null,null,null,null,null,null,null,null,null,null,null,null,null,null,null,null,null,null,null,null,null,null,null,null,null,null,null,null,null,null,null,null,null,null,null,null,null,null,null,null," "," "," "," "," "," "," "," "," "," "," "," "," "," "," "," "," "," "," "," "," "," "," "," ",{"$f":"#REF!","v":{"$error":"#REF!"}},{"$f":"#REF!","v":{"$error":"#REF!"}},{"$f":"#REF!","v":{"$error":"#REF!"}},{"$f":"#REF!","v":{"$error":"#REF!"}},{"$f":"#REF!","v":{"$error":"#REF!"}},{"$f":"#REF!","v":{"$error":"#REF!"}},{"$f":"#REF!","v":{"$error":"#REF!"}},{"$f":"#REF!","v":{"$error":"#REF!"}},null,{"$f":"#REF!","v":{"$error":"#REF!"}},{"$f":"#REF!","v":{"$error":"#REF!"}},{"$f":"#REF!","v":{"$error":"#REF!"}},{"$f":"#REF!","v":{"$error":"#REF!"}}," "," "," "," "," "," "," "," "," "," "," "," "]
[null,null,null,null,null,null,null,null,null,null,null,null,null,null,null,null,null,null,null,null,null,null,null,null,null,null,null,null,null,null,null,null,null,null,null,null,null,null,null,null,null,null,null,null,null,null,null,null,null,null,null,null,null,null,null,null,null,null,null,null,null,null,null,null,null,null,null,null,null,null,null,null,null,null,null,null,null,null,null,null,null,null,null,null,null,null,null,null,null,null,null,null,null,{"$f":"AH16","v":"termohlavice"},687.5,3,2062.5,"2-D22-00-101",852.5,3,2557.5,"termohlavice",632.5,3,1897.5,"CHVZ-01/01",715,3,2145,{"$f":"AX16","v":"MTN639125"},605,3,1815,{"$f":"BF16","v":"termohlavice"},715,3,2145,{"$f":"#REF!","v":{"$error":"#REF!"}},{"$f":"#REF!","v":{"$error":"#REF!"}},{"$f":"#REF!","v":{"$error":"#REF!"}},{"$f":"#REF!","v":{"$error":"#REF!"}},{"$f":"#REF!","v":{"$error":"#REF!"}},{"$f":"#REF!","v":{"$error":"#REF!"}},{"$f":"#REF!","v":{"$error":"#REF!"}},{"$f":"#REF!","v":{"$error":"#REF!"}},"Radiátory (3x) - hlavice",{"$f":"#REF!","v":{"$error":"#REF!"}},{"$f":"#REF!","v":{"$error":"#REF!"}},{"$f":"#REF!","v":{"$error":"#REF!"}},{"$f":"#REF!","v":{"$error":"#REF!"}},{"$f":"BN16","v":"termohlavice"},715,3,2145,"LCN-AVN",852.5,3,2557.5,"termohlavice",715,3,2145]
[null,null,null,null,null,null,null,null,null,null,null,null,null,null,null,null,null,null,null,null,null,null,null,null,null,null,null,null,null,null,null,null,null,null,null,null,null,null,null,null,null,null,null,null,null,null,null,null,null,null,null,null,null,null,null,null,null,null,null,null,null,null,null,null,null,null,null,null,null,null,null,null,null,null,null,null,null,null,null,null,null,null,null,null,null,null,null,null,null,null,null,null,null,"DD10V",1842.5,3,5527.5,"3270-C67600",4730,3,14190,"TXA204A",5967.5,1,5967.5,"05-001-02",12980,1,12980,"MTN649202",4070,2,8140,775633,2392.5,3,7177.5,{"$f":"#REF!","v":{"$error":"#REF!"}},{"$f":"#REF!","v":{"$error":"#REF!"}},{"$f":"#REF!","v":{"$error":"#REF!"}},{"$f":"#REF!","v":{"$error":"#REF!"}},{"$f":"#REF!","v":{"$error":"#REF!"}},{"$f":"#REF!","v":{"$error":"#REF!"}},{"$f":"#REF!","v":{"$error":"#REF!"}},{"$f":"#REF!","v":{"$error":"#REF!"}},"Radiátory (3x) - aktor",{"$f":"#REF!","v":{"$error":"#REF!"}},{"$f":"#REF!","v":{"$error":"#REF!"}},{"$f":"#REF!","v":{"$error":"#REF!"}},{"$f":"#REF!","v":{"$error":"#REF!"}},"CCD-RS-277",825,3,2475,"LCN-AO1R",1237.5,3,3712.5,"OH/AO4010",9542.5,1,9542.5]
[null,null,null,null,null,null,null,null,null,null,null,null,null,null,null,null,null,null,null,null,null,null,null,null,null,null,null,null,null,null,null,null,null,null,null,null,null,null,null,null,null,null,null,null,null,null,null,null,null,null,null,null,null,null,null,null,null,null,null,null,null,null,null,null,null,null,null,null,null,null,null,null,null,null,null,null,null,null,null,null,null,null,null,null,null,null,null,null,null,null,null,null,null," "," "," "," "," "," "," "," "," "," "," "," "," "," "," "," "," "," "," "," "," "," "," "," ",{"$f":"#REF!","v":{"$error":"#REF!"}},{"$f":"#REF!","v":{"$error":"#REF!"}},{"$f":"#REF!","v":{"$error":"#REF!"}},{"$f":"#REF!","v":{"$error":"#REF!"}},{"$f":"#REF!","v":{"$error":"#REF!"}},{"$f":"#REF!","v":{"$error":"#REF!"}},{"$f":"#REF!","v":{"$error":"#REF!"}},{"$f":"#REF!","v":{"$error":"#REF!"}},null,{"$f":"#REF!","v":{"$error":"#REF!"}},{"$f":"#REF!","v":{"$error":"#REF!"}},{"$f":"#REF!","v":{"$error":"#REF!"}},{"$f":"#REF!","v":{"$error":"#REF!"}}," "," "," "," "," "," "," "," "," "," "," "," "]
[null,null,null,null,null,null,null,null,null,null,null,null,null,null,null,null,null,null,null,null,null,null,null,null,null,null,null,null,null,null,null,null,null,null,null,null,null,null,null,null,null,null,null,null,null,null,null,null,null,null,null,null,null,null,null,null,null,null,null,null,null,null,null,null,null,null,null,null,null,null,null,null,null,null,null,null,null,null,null,null,null,null,null,null,null,null,null,null,null,null,null,null,null,"DLCD01",8195,1,8195,"3273M-A98900 03",4785,1,4785,"TX450A",6957.5,1,6957.5,"05-096",40150,1,40150,"MTN6260‑1007",33412.5,1,33412.5,"7756 19",31707.5,1,31707.5,{"$f":"#REF!","v":{"$error":"#REF!"}},{"$f":"#REF!","v":{"$error":"#REF!"}},{"$f":"#REF!","v":{"$error":"#REF!"}},{"$f":"#REF!","v":{"$error":"#REF!"}},{"$f":"#REF!","v":{"$error":"#REF!"}},{"$f":"#REF!","v":{"$error":"#REF!"}},{"$f":"#REF!","v":{"$error":"#REF!"}},{"$f":"#REF!","v":{"$error":"#REF!"}},"Centrální dotykový panel (1x)",{"$f":"#REF!","v":{"$error":"#REF!"}},{"$f":"#REF!","v":{"$error":"#REF!"}},{"$f":"#REF!","v":{"$error":"#REF!"}},{"$f":"#REF!","v":{"$error":"#REF!"}},"MXD-430",42762.5,1,42762.5,"LCN-GT10DW",11660,1,11660,"MITHO HA NF",17682.5,1,17682.5]
[null,null,null,null,null,null,null,null,null,null,null,null,null,null,null,null,null,null,null,null,null,null,null,null,null,null,null,null,null,null,null,null,null,null,null,null,null,null,null,null,null,null,null,null,null,null,null,null,null,null,null,null,null,null,null,null,null,null,null,null,null,null,null,null,null,null,null,null,null,null,null,null,null,null,null,null,null,null,null,null,null,null,null,null,null,null,null,null,null,null,null,null,null," "," "," "," "," "," "," "," "," "," "," "," "," "," "," "," "," "," "," "," "," "," "," "," ",{"$f":"#REF!","v":{"$error":"#REF!"}},{"$f":"#REF!","v":{"$error":"#REF!"}},{"$f":"#REF!","v":{"$error":"#REF!"}},{"$f":"#REF!","v":{"$error":"#REF!"}},{"$f":"#REF!","v":{"$error":"#REF!"}},{"$f":"#REF!","v":{"$error":"#REF!"}},{"$f":"#REF!","v":{"$error":"#REF!"}},{"$f":"#REF!","v":{"$error":"#REF!"}},null,{"$f":"#REF!","v":{"$error":"#REF!"}},{"$f":"#REF!","v":{"$error":"#REF!"}},{"$f":"#REF!","v":{"$error":"#REF!"}},{"$f":"#REF!","v":{"$error":"#REF!"}}," "," "," "," "," "," "," "," "," "," "," "," "]
[null,null,null,null,null,null,null,null,null,null,null,null,null,null,null,null,null,null,null,null,null,null,null,null,null,null,null,null,null,null,null,null,null,null,null,null,null,null,null,null,null,null,null,null,null,null,null,null,null,null,null,null,null,null,null,null,null,null,null,null,null,null,null,null,null,null,null,null,null,null,null,null,null,null,null,null,null,null,null,null,null,null,null,null,null,null,null,null,null,null,null,null,null,{"$f":"AH8","v":"DTRV01"},7837.5,1,7837.5,"3270-C67400",5087.5,1,5087.5,"TXA223",6985,1,6985,"05-001-02",12980,1,12980,"MTN649704",4867.5,1,4867.5,{"$f":"BF8","v":775623},2557.5,3,7672.5,{"$f":"#REF!","v":{"$error":"#REF!"}},{"$f":"#REF!","v":{"$error":"#REF!"}},{"$f":"#REF!","v":{"$error":"#REF!"}},{"$f":"#REF!","v":{"$error":"#REF!"}},{"$f":"#REF!","v":{"$error":"#REF!"}},{"$f":"#REF!","v":{"$error":"#REF!"}},{"$f":"#REF!","v":{"$error":"#REF!"}},{"$f":"#REF!","v":{"$error":"#REF!"}},"Žaluzie (3x) - aktor",{"$f":"#REF!","v":{"$error":"#REF!"}},{"$f":"#REF!","v":{"$error":"#REF!"}},{"$f":"#REF!","v":{"$error":"#REF!"}},{"$f":"#REF!","v":{"$error":"#REF!"}},{"$f":"BN8","v":"incl. NI-2100"},"N/A",0,0,"LCN-R4M2H",4922.5,1,4922.5,"OH/MA",3245,1,3245]
[null,null,null,null,null,null,null,null,null,null,null,null,null,null,null,null,null,null,null,null,null,null,null,null,null,null,null,null,null,null,null,null,null,null,null,null,null,null,null,null,null,null,null,null,null,null,null,null,null,null,null,null,null,null,null,null,null,null,null,null,null,null,null,null,null,null,null,null,null,null,null,null,null,null,null,null,null,null,null,null,null,null,null,null,null,null,null,null,null,null,null,null,null,{"$f":"AH6","v":"DPBT02-LG"},4702.5,3,14107.5,"3271E-A28900 01",1622.5,3,4867.5,"TX302",1127.5,3,3382.5,"05-060-01",1017.5,3,3052.5,"MTN626199",1540,3,4620,{"$f":"BF6","v":"L4652/2"},1320,3,3960,{"$f":"#REF!","v":{"$error":"#REF!"}},{"$f":"#REF!","v":{"$error":"#REF!"}},{"$f":"#REF!","v":{"$error":"#REF!"}},{"$f":"#REF!","v":{"$error":"#REF!"}},{"$f":"#REF!","v":{"$error":"#REF!"}},{"$f":"#REF!","v":{"$error":"#REF!"}},{"$f":"#REF!","v":{"$error":"#REF!"}},{"$f":"#REF!","v":{"$error":"#REF!"}},"Žaluzie (3x) - sensor",{"$f":"#REF!","v":{"$error":"#REF!"}},{"$f":"#REF!","v":{"$error":"#REF!"}},{"$f":"#REF!","v":{"$error":"#REF!"}},{"$f":"#REF!","v":{"$error":"#REF!"}},{"$f":"BN6","v":"MET-7"},4812.5,4,19250,"LCN-UP24",660,3,1980,"OH/4I",2475,3,7425]
[null,null,null,null,null,null,null,null,null,null,null,null,null,null,null,null,null,null,null,null,null,null,null,null,null,null,null,null,null,null,null,null,null,null,null,null,null,null,null,null,null,null,null,null,null,null,null,null,null,null,null,null,null,null,null,null,null,null,null,null,null,null,null,null,null,null,null,null,null,null,null,null,null,null,null,null,null,null,null,null,null,null,null,null,null,null,null,null,null,null,null,null,null,{"$f":"AH21","v":" "}," "," "," "," "," "," "," "," "," "," "," "," "," "," "," ",{"$f":"AX21","v":" "}," "," "," ",{"$f":"BF21","v":" "}," "," "," ",{"$f":"#REF!","v":{"$error":"#REF!"}},{"$f":"#REF!","v":{"$error":"#REF!"}},{"$f":"#REF!","v":{"$error":"#REF!"}},{"$f":"#REF!","v":{"$error":"#REF!"}},{"$f":"#REF!","v":{"$error":"#REF!"}},{"$f":"#REF!","v":{"$error":"#REF!"}},{"$f":"#REF!","v":{"$error":"#REF!"}},{"$f":"#REF!","v":{"$error":"#REF!"}},null,{"$f":"#REF!","v":{"$error":"#REF!"}},{"$f":"#REF!","v":{"$error":"#REF!"}},{"$f":"#REF!","v":{"$error":"#REF!"}},{"$f":"#REF!","v":{"$error":"#REF!"}},{"$f":"BN21","v":" "},{"$f":"BO21","v":" "},{"$f":"BP21","v":" "},{"$f":"BQ21","v":" "},{"$f":"BR21","v":" "},{"$f":"BS21","v":" "},{"$f":"BT21","v":" "},{"$f":"BU21","v":" "},{"$f":"BV21","v":" "},{"$f":"BW21","v":" "},{"$f":"BX21","v":" "},{"$f":"BY21","v":" "}]
[null,null,null,null,null,null,null,null,null,null,null,null,null,null,null,null,null,null,null,null,null,null,null,null,null,null,null,null,null,null,null,null,null,null,null,null,null,null,null,null,null,null,null,null,null,null,null,null,null,null,null,null,null,null,null,null,null,null,null,null,null,null,null,null,null,null,null,null,null,null,null,null,null,null,null,null,null,null,null,null,null,null,null,null,null,null,null,null,null,null,null,null,null," "," "," "," "," "," "," "," "," "," "," "," "," "," "," "," "," "," "," "," "," "," "," "," ",{"$f":"#REF!","v":{"$error":"#REF!"}},{"$f":"#REF!","v":{"$error":"#REF!"}},{"$f":"#REF!","v":{"$error":"#REF!"}},{"$f":"#REF!","v":{"$error":"#REF!"}},{"$f":"#REF!","v":{"$error":"#REF!"}},{"$f":"#REF!","v":{"$error":"#REF!"}},{"$f":"#REF!","v":{"$error":"#REF!"}},{"$f":"#REF!","v":{"$error":"#REF!"}},"SYSTÉMOVÉ PRVKY (závisí na systému)",{"$f":"#REF!","v":{"$error":"#REF!"}},{"$f":"#REF!","v":{"$error":"#REF!"}},{"$f":"#REF!","v":{"$error":"#REF!"}},{"$f":"#REF!","v":{"$error":"#REF!"}}," "," "," "," "," "," "," "," "," "," "," "," "]
[null,null,null,null,null,null,null,null,null,null,null,null,null,null,null,null,null,null,null,null,null,null,null,null,null,null,null,null,null,null,null,null,null,null,null,null,null,null,null,null,null,null,null,null,null,null,null,null,null,null,null,null,null,null,null,null,null,null,null,null,null,null,null,null,null,null,null,null,null,null,null,null,null,null,null,null,null,null,null,null,null,null,null,null,null,null,null,null,null,null,null,null,null,"DGQG01",18040,1,18040,"3270-C16100",9130,1,9130,"TX 100",16390,1,16390," "," "," "," "," "," "," "," "," "," "," "," ",{"$f":"#REF!","v":{"$error":"#REF!"}},{"$f":"#REF!","v":{"$error":"#REF!"}},{"$f":"#REF!","v":{"$error":"#REF!"}},{"$f":"#REF!","v":{"$error":"#REF!"}},{"$f":"#REF!","v":{"$error":"#REF!"}},{"$f":"#REF!","v":{"$error":"#REF!"}},{"$f":"#REF!","v":{"$error":"#REF!"}},{"$f":"#REF!","v":{"$error":"#REF!"}},"Řídící jednotka",{"$f":"#REF!","v":{"$error":"#REF!"}},{"$f":"#REF!","v":{"$error":"#REF!"}},{"$f":"#REF!","v":{"$error":"#REF!"}},{"$f":"#REF!","v":{"$error":"#REF!"}}," NI-2100",32972.5,1,32972.5,"N/A","N/A"," ",0,"N/A","N/A",0,0]
[null,null,null,null,null,null,null,null,null,null,null,null,null,null,null,null,null,null,null,null,null,null,null,null,null,null,null,null,null,null,null,null,null,null,null,null,null,null,null,null,null,null,null,null,null,null,null,null,null,null,null,null,null,null,null,null,null,null,null,null,null,null,null,null,null,null,null,null,null,null,null,null,null,null,null,null,null,null,null,null,null,null,null,null,null,null,null,null,null,null,null,null,null,{"$f":"#REF!","v":{"$error":"#REF!"}},{"$f":"#REF!","v":{"$error":"#REF!"}},{"$f":"#REF!","v":{"$error":"#REF!"}},{"$f":"#REF!","v":{"$error":"#REF!"}},{"$f":"#REF!","v":{"$error":"#REF!"}},{"$f":"#REF!","v":{"$error":"#REF!"}},{"$f":"#REF!","v":{"$error":"#REF!"}},{"$f":"#REF!","v":{"$error":"#REF!"}},{"$f":"#REF!","v":{"$error":"#REF!"}},{"$f":"#REF!","v":{"$error":"#REF!"}},{"$f":"#REF!","v":{"$error":"#REF!"}},{"$f":"#REF!","v":{"$error":"#REF!"}},{"$f":"#REF!","v":{"$error":"#REF!"}},{"$f":"#REF!","v":{"$error":"#REF!"}},{"$f":"#REF!","v":{"$error":"#REF!"}},{"$f":"#REF!","v":{"$error":"#REF!"}},{"$f":"#REF!","v":{"$error":"#REF!"}},{"$f":"#REF!","v":{"$error":"#REF!"}},{"$f":"#REF!","v":{"$error":"#REF!"}},{"$f":"#REF!","v":{"$error":"#REF!"}},{"$f":"#REF!","v":{"$error":"#REF!"}},{"$f":"#REF!","v":{"$error":"#REF!"}},{"$f":"#REF!","v":{"$error":"#REF!"}},{"$f":"#REF!","v":{"$error":"#REF!"}},{"$f":"#REF!","v":{"$error":"#REF!"}},{"$f":"#REF!","v":{"$error":"#REF!"}},{"$f":"#REF!","v":{"$error":"#REF!"}},{"$f":"#REF!","v":{"$error":"#REF!"}},{"$f":"#REF!","v":{"$error":"#REF!"}},{"$f":"#REF!","v":{"$error":"#REF!"}},{"$f":"#REF!","v":{"$error":"#REF!"}},{"$f":"#REF!","v":{"$error":"#REF!"}},"Oddělovač sběrnice",{"$f":"#REF!","v":{"$error":"#REF!"}},{"$f":"#REF!","v":{"$error":"#REF!"}},{"$f":"#REF!","v":{"$error":"#REF!"}},{"$f":"#REF!","v":{"$error":"#REF!"}},{"$f":"#REF!","v":{"$error":"#REF!"}},{"$f":"#REF!","v":{"$error":"#REF!"}},{"$f":"#REF!","v":{"$error":"#REF!"}},{"$f":"#REF!","v":{"$error":"#REF!"}},{"$f":"#REF!","v":{"$error":"#REF!"}},{"$f":"#REF!","v":{"$error":"#REF!"}},{"$f":"#REF!","v":{"$error":"#REF!"}},{"$f":"#REF!","v":{"$error":"#REF!"}},{"$f":"#REF!","v":{"$error":"#REF!"}},{"$f":"#REF!","v":{"$error":"#REF!"}},{"$f":"#REF!","v":{"$error":"#REF!"}},{"$f":"#REF!","v":{"$error":"#REF!"}}]
[null,null,null,null,null,null,null,null,null,null,null,null,null,null,null,null,null,null,null,null,null,null,null,null,null,null,null,null,null,null,null,null,null,null,null,null,null,null,null,null,null,null,null,null,null,null,null,null,null,null,null,null,null,null,null,null,null,null,null,null,null,null,null,null,null,null,null,null,null,null,null,null,null,null,null,null,null,null,null,null,null,null,null,null,null,null,null,null,null,null,null,null,null,{"$f":"AH24","v":"DALI01"},3272.5,1,3272.5,"6120-0-0065",4812.5,1,4812.5,"TX111",7617.5,1,7617.5,"360-47000",3712.5,1,3712.5,{"$f":"AX24","v":"MTN693004"},4125,1,4125,{"$f":"BF24","v":"E46ADCN"},2887.5,1,2887.5,{"$f":"#REF!","v":{"$error":"#REF!"}},{"$f":"#REF!","v":{"$error":"#REF!"}},{"$f":"#REF!","v":{"$error":"#REF!"}},{"$f":"#REF!","v":{"$error":"#REF!"}},{"$f":"#REF!","v":{"$error":"#REF!"}},{"$f":"#REF!","v":{"$error":"#REF!"}},{"$f":"#REF!","v":{"$error":"#REF!"}},{"$f":"#REF!","v":{"$error":"#REF!"}},"Napájecí zdroj",{"$f":"#REF!","v":{"$error":"#REF!"}},{"$f":"#REF!","v":{"$error":"#REF!"}},{"$f":"#REF!","v":{"$error":"#REF!"}},{"$f":"#REF!","v":{"$error":"#REF!"}},{"$f":"BN24","v":"N/A"},{"$f":"BO24","v":"N/A"},{"$f":"BP24","v":0},{"$f":"BQ24","v":0},{"$f":"BR24","v":" LCN-NH24"},{"$f":"BS24","v":1375},{"$f":"BT24","v":1},{"$f":"BU24","v":1375},{"$f":"BV24","v":"OH/A.01"},{"$f":"BW24","v":6682.5},{"$f":"BX24","v":1},{"$f":"BY24","v":6682.5}]
[null,null,null,null,null,null,null,null,null,null,null,null,null,null,null,null,null,null,null,null,null,null,null,null,null,null,null,null,null,null,null,null,null,null,null,null,null,null,null,null,null,null,null,null,null,null,null,null,null,null,null,null,null,null,null,null,null,null,null,null,null,null,null,null,null,null,null,null,null,null,null,null,null,null,null,null,null,null,null,null,null,null,null,null,null,null,null,null,null,null,null,null,null,"DDIM01",3822.5,1,3822.5," "," "," "," "," "," "," "," "," "," "," "," "," "," "," "," "," "," "," "," ",{"$f":"#REF!","v":{"$error":"#REF!"}},{"$f":"#REF!","v":{"$error":"#REF!"}},{"$f":"#REF!","v":{"$error":"#REF!"}},{"$f":"#REF!","v":{"$error":"#REF!"}},{"$f":"#REF!","v":{"$error":"#REF!"}},{"$f":"#REF!","v":{"$error":"#REF!"}},{"$f":"#REF!","v":{"$error":"#REF!"}},{"$f":"#REF!","v":{"$error":"#REF!"}},"Modul rozhraní pro stmívače",{"$f":"#REF!","v":{"$error":"#REF!"}},{"$f":"#REF!","v":{"$error":"#REF!"}},{"$f":"#REF!","v":{"$error":"#REF!"}},{"$f":"#REF!","v":{"$error":"#REF!"}}," "," "," "," "," "," "," "," "," "," "," "," "]
[null,null,null,null,null,null,null,null,null,null,null,null,null,null,null,null,null,null,null,null,null,null,null,null,null,null,null,null,null,null,null,null,null,null,null,null,null,null,null,null,null,null,null,null,null,null,null,null,null,null,null,null,null,null,null,null,null,null,null,null,null,null,null,null,null,null,null,null,null,null,null,null,null,null,null,null,null,null,null,null,null,null,null,null,null,null,null,null,null,null,null,null,null,"DTRP01",2172.5,1,2172.5," "," "," "," "," "," "," "," "," "," "," "," "," "," "," "," "," "," "," "," ",{"$f":"#REF!","v":{"$error":"#REF!"}},{"$f":"#REF!","v":{"$error":"#REF!"}},{"$f":"#REF!","v":{"$error":"#REF!"}},{"$f":"#REF!","v":{"$error":"#REF!"}},{"$f":"#REF!","v":{"$error":"#REF!"}},{"$f":"#REF!","v":{"$error":"#REF!"}},{"$f":"#REF!","v":{"$error":"#REF!"}},{"$f":"#REF!","v":{"$error":"#REF!"}},"Spínací modul - rozhraní ",{"$f":"#REF!","v":{"$error":"#REF!"}},{"$f":"#REF!","v":{"$error":"#REF!"}},{"$f":"#REF!","v":{"$error":"#REF!"}},{"$f":"#REF!","v":{"$error":"#REF!"}}," "," "," "," "," "," "," "," "," "," "," "," "]
[null,null,null,null,null,null,null,null,null,null,null,null,null,null,null,null,null,null,null,null,null,null,null,null,null,null,null,null,null,null,null,null,null,null,null,null,null,null,null,null,null,null,null,null,null,null,null,null,null,null,null,null,null,null,null,null,null,null,null,null,null,null,null,null,null,null,null,null,null,null,null,null,null,null,null,null,null,null,null,null,null,null,null,null,null,null,null,null,null,null,null,null,null," "," "," "," "," "," "," "," "," "," "," "," "," "," "," "," "," "," "," "," ",0,0,0,0,{"$f":"#REF!","v":{"$error":"#REF!"}},{"$f":"#REF!","v":{"$error":"#REF!"}},{"$f":"#REF!","v":{"$error":"#REF!"}},{"$f":"#REF!","v":{"$error":"#REF!"}},{"$f":"#REF!","v":{"$error":"#REF!"}},{"$f":"#REF!","v":{"$error":"#REF!"}},{"$f":"#REF!","v":{"$error":"#REF!"}},{"$f":"#REF!","v":{"$error":"#REF!"}},"Slučovač fází",{"$f":"#REF!","v":{"$error":"#REF!"}},{"$f":"#REF!","v":{"$error":"#REF!"}},{"$f":"#REF!","v":{"$error":"#REF!"}},{"$f":"#REF!","v":{"$error":"#REF!"}}," "," "," "," "," Software",25300,1,25300," "," "," "," "]
[null,null,null,null,null,null,null,null,null,null,null,null,null,null,null,null,null,null,null,null,null,null,null,null,null,null,null,null,null,null,null,null,null,null,null,null,null,null,null,null,null,null,null,null,null,null,null,null,null,null,null,null,null,null,null,null,null,null,null,null,null,null,null,null,null,null,null,null,null,null,null,null,null,null,null,null,null,null,null,null,null,null,null,null,null,null,null,null,null,null,null,null,null,null,null,null,null,null,null,null,null,null,null,null,null,null,null,null,null,null,null,null,null,null,null,null,null,null,null,null,null,null,null,null,null,"NÁKLADY"]
[null,null,null,null,null,null,null,null,null,null,null,null,null,null,null,null,null,null,null,null,null,null,null,null,null,null,null,null,null,null,null,null,null,null,null,null,null,null,null,null,null,null,null,null,null,null,null,null,null,null,null,null,null,null,null,null,null,null,null,null,null,null,null,null,null,null,null,null,null,null,null,null,null,null,null,null,null,null,null,null,null,null,null,null,null,null,null,null,null,null,null,null,null,null,{"$f":"AI29","v":59372.5},null,null,null,{"$f":"AM29","v":39160},null,null,null,{"$f":"AQ29","v":64295},null,null,null,{"$f":"AU29","v":92097.5},null,null,null,{"$f":"AY29","v":63195},null,null,null,{"$f":"BG29","v":48675},null,null,null,{"$f":"#REF!","v":{"$error":"#REF!"}},null,null,null,{"$f":"#REF!","v":{"$error":"#REF!"}},null,null,"Cena celková (sečteny ceny za 1ks) ",{"$f":"#REF!","v":{"$error":"#REF!"}},{"$f":"#REF!","v":{"$error":"#REF!"}},{"$f":"#REF!","v":{"$error":"#REF!"}},{"$f":"#REF!","v":{"$error":"#REF!"}},{"$f":"BN29","v":" "},89980," "," "," ",52525," "," "," ",54010," "," "]
[null,null,null,null,null,null,null,null,null,null,null,null,null,null,null,null,null,null,null,null,null,null,null,null,null,null,null,null,null,null,null,null,null,null,null,null,null,null,null,null,null,null,null,null,null,null,null,null,null,null,null,null,null,null,null,null,null,null,null,null,null,null,null,null,null,null,null,null,null,null,null,null,null,null,null,null,null,null,null,null,null,null,null,null,null,null,null,null,null,null,null,null,null,null,null,{"$f":"AJ30","v":28},null,null,null,{"$f":"AN30","v":22},null,null,null,{"$f":"AR30","v":19},null,null,null,{"$f":"AV30","v":16},null,null,null,{"$f":"AZ30","v":18},null,null,null,{"$f":"BH30","v":27},null,null,null,{"$f":"#REF!","v":{"$error":"#REF!"}},null,null,null,{"$f":"#REF!","v":{"$error":"#REF!"}},null,"Počet zařízení v projektu ",{"$f":"#REF!","v":{"$error":"#REF!"}},{"$f":"#REF!","v":{"$error":"#REF!"}},{"$f":"#REF!","v":{"$error":"#REF!"}},{"$f":"#REF!","v":{"$error":"#REF!"}},{"$f":"BN30","v":" "},{"$f":"BO30","v":" "},{"$f":"BP30","v":25},{"$f":"BQ30","v":" "},{"$f":"BR30","v":" "},{"$f":"BS30","v":" "},{"$f":"BT30","v":22},{"$f":"BU30","v":" "},{"$f":"BV30","v":" "},{"$f":"BW30","v":" "},{"$f":"BX30","v":19},{"$f":"BY30","v":" "}]
[null,null,null,null,null,null,null,null,null,null,null,null,null,null,null,null,null,null,null,null,null,null,null,null,null,null,null,null,null,null,null,null,null,null,null,null,null,null,null,null,null,null,null,null,null,null,null,null,null,null,null,null,null,null,null,null,null,null,null,null,null,null,null,null,null,null,null,null,null,null,null,null,null,null,null,null,null,null,null,null,null,null,null,null,null,null,null,null,null,null,null,null,null,{"$f":"AH31","v":" "},{"$f":"AI31","v":" "},{"$f":"AJ31","v":" "},{"$f":"AK31","v":102767.5},{"$f":"AL31","v":" "},{"$f":"AM31","v":" "},{"$f":"AN31","v":" "},{"$f":"AO31","v":73782.5},{"$f":"AP31","v":" "},{"$f":"AQ31","v":" "},{"$f":"AR31","v":" "},{"$f":"AS31","v":94352.5},{"$f":"AT31","v":" "},{"$f":"AU31","v":" "},{"$f":"AV31","v":" "},{"$f":"AW31","v":98615},{"$f":"AX31","v":" "},{"$f":"AY31","v":" "},{"$f":"AZ31","v":" "},{"$f":"BA31","v":85580},{"$f":"BF31","v":" "},{"$f":"BG31","v":" "},{"$f":"BH31","v":" "},{"$f":"BI31","v":90282.5},{"$f":"#REF!","v":{"$error":"#REF!"}},{"$f":"#REF!","v":{"$error":"#REF!"}},{"$f":"#REF!","v":{"$error":"#REF!"}},{"$f":"#REF!","v":{"$error":"#REF!"}},{"$f":"#REF!","v":{"$error":"#REF!"}},{"$f":"#REF!","v":{"$error":"#REF!"}},{"$f":"#REF!","v":{"$error":"#REF!"}},{"$f":"#REF!","v":{"$error":"#REF!"}},"Celkové náklady na projekt",{"$f":"#REF!","v":{"$error":"#REF!"}},{"$f":"#REF!","v":{"$error":"#REF!"}},{"$f":"#REF!","v":{"$error":"#REF!"}},{"$f":"#REF!","v":{"$error":"#REF!"}}," "," "," ",137720,null,null,{"$f":"BR31","v":"Cena bez dotykového panelu"},75185," "," "," ",96442.5]
[]
[]
[]
[null,null,null,null,null,null,null,null,null,null,null,null,null,null,null,null,null,null,null,null,null,null,null,null,null,null,null,null,null,null,null,null,null,null,null,null,null,null,null,null,null,null,null,null,null,null,null,null,null,null,null,null,null,null,null,null,null,null,null,null,null,null,null,null,null,null,null,null,null,null,null,null,null,null,null,null,null,null,null,null,null,null,null,null,null,null,null,null,null,null,null,null,null," ",null,null,null,null,null,null,null,null,null,null,null,null,null,null,null,null,null,null,null,null,null,null,null,"TECO - Rfox",null,null,null," "]
[null,null,null,null,null,null,null,null,null,null,null,null,null,null,null,null,null,null,null,null,null,null,null,null,null,null,null,null,null,null,null,null,null,null,null,null,null,null,null,null,null,null,null,null,null,null,null,null,null,null,null,null,null,null,null,null,null,null,null,null,null,null,null,null,null,null,null,null,null,null,null,null,null,null,null,null,null,null,null,null,null,null,null,null,null,null,null,null,null,null,null,null,null,"Zařízení","cena / ks","ks","Cena","Zařízení","cena / ks","ks","Cena","Zařízení","cena / ks","ks","Cena","Zařízení","cena / ks","ks","Cena","Zařízení","cena / ks","ks","Cena","Zařízení","cena / ks","ks","Cena","Zařízení","cena / ks","ks","Cena","Zařízení","cena / ks","ks","Cena"]
[null,null,null,null,null,null,null,null,null,null,null,null,null,null,null,null,null,null,null,null,null,null,null,null,null,null,null,null,null,null,null,null,null,null,null,null,null,null,null,null,null,null,null,null,null,null,null,null,null,null,null,null,null,null,null,null,null,null,null,null,null,null,null,null,null,null,null,null,null,null,null,null,null,null,null,null,null,null,null,null,null,null,null,null,null,null,null,null,null,null,null,null,null,{"$f":"#REF!","v":{"$error":"#REF!"}},{"$f":"#REF!","v":{"$error":"#REF!"}},{"$f":"#REF!","v":{"$error":"#REF!"}},{"$f":"#REF!","v":{"$error":"#REF!"}},{"$f":"AX5","v":"MTN626299"},1760,4,7040,"H4652/2",1320,4,5280,"L4652/2",1320,4,5280,"5034NL",2255,4,9020,{"$f":"BR5","v":"LCN-UP24"},660,4,2640,{"$f":"BJ5","v":"5034NL"},2255,4,9020,{"$f":"#REF!","v":{"$error":"#REF!"}},{"$f":"#REF!","v":{"$error":"#REF!"}},{"$f":"#REF!","v":{"$error":"#REF!"}},{"$f":"#REF!","v":{"$error":"#REF!"}}]
[null,null,null,null,null,null,null,null,null,null,null,null,null,null,null,null,null,null,null,null,null,null,null,null,null,null,null,null,null,null,null,null,null,null,null,null,null,null,null,null,null,null,null,null,null,null,null,null,null,null,null,null,null,null,null,null,null,null,null,null,null,null,null,null,null,null,null,null,null,null,null,null,null,null,null,null,null,null,null,null,null,null,null,null,null,null,null,null,null,null,null,null,null,{"$f":"#REF!","v":{"$error":"#REF!"}},{"$f":"#REF!","v":{"$error":"#REF!"}},{"$f":"#REF!","v":{"$error":"#REF!"}},{"$f":"#REF!","v":{"$error":"#REF!"}},{"$f":"AX7","v":" "}," "," "," "," "," "," "," "," "," "," "," "," "," "," "," ",{"$f":"BR7","v":" "}," "," "," ",{"$f":"BJ7","v":" "}," "," "," ",{"$f":"#REF!","v":{"$error":"#REF!"}},{"$f":"#REF!","v":{"$error":"#REF!"}},{"$f":"#REF!","v":{"$error":"#REF!"}},{"$f":"#REF!","v":{"$error":"#REF!"}}]
[null,null,null,null,null,null,null,null,null,null,null,null,null,null,null,null,null,null,null,null,null,null,null,null,null,null,null,null,null,null,null,null,null,null,null,null,null,null,null,null,null,null,null,null,null,null,null,null,null,null,null,null,null,null,null,null,null,null,null,null,null,null,null,null,null,null,null,null,null,null,null,null,null,null,null,null,null,null,null,null,null,null,null,null,null,null,null,null,null,null,null,null,null,{"$f":"#REF!","v":{"$error":"#REF!"}},{"$f":"#REF!","v":{"$error":"#REF!"}},{"$f":"#REF!","v":{"$error":"#REF!"}},{"$f":"#REF!","v":{"$error":"#REF!"}},{"$f":"AX11","v":"MTN649315"},8745,2,17490,"F415",3355,8,26840,775637,3382.5,8,27060,"L5504D2U",17682.5,2,35365,{"$f":"BR11","v":"LCN-SH"},5060,4,20240,{"$f":"BJ11","v":"L5504D2U"},17682.5,2,35365,{"$f":"#REF!","v":{"$error":"#REF!"}},{"$f":"#REF!","v":{"$error":"#REF!"}},{"$f":"#REF!","v":{"$error":"#REF!"}},{"$f":"#REF!","v":{"$error":"#REF!"}}]
[null,null,null,null,null,null,null,null,null,null,null,null,null,null,null,null,null,null,null,null,null,null,null,null,null,null,null,null,null,null,null,null,null,null,null,null,null,null,null,null,null,null,null,null,null,null,null,null,null,null,null,null,null,null,null,null,null,null,null,null,null,null,null,null,null,null,null,null,null,null,null,null,null,null,null,null,null,null,null,null,null,null,null,null,null,null,null,null,null,null,null,null,null,{"$f":"#REF!","v":{"$error":"#REF!"}},{"$f":"#REF!","v":{"$error":"#REF!"}},{"$f":"#REF!","v":{"$error":"#REF!"}},{"$f":"#REF!","v":{"$error":"#REF!"}}," "," "," "," "," "," "," "," "," "," "," "," "," "," "," "," "," "," "," "," "," "," "," "," ",{"$f":"#REF!","v":{"$error":"#REF!"}},{"$f":"#REF!","v":{"$error":"#REF!"}},{"$f":"#REF!","v":{"$error":"#REF!"}},{"$f":"#REF!","v":{"$error":"#REF!"}}]
[null,null,null,null,null,null,null,null,null,null,null,null,null,null,null,null,null,null,null,null,null,null,null,null,null,null,null,null,null,null,null,null,null,null,null,null,null,null,null,null,null,null,null,null,null,null,null,null,null,null,null,null,null,null,null,null,null,null,null,null,null,null,null,null,null,null,null,null,null,null,null,null,null,null,null,null,null,null,null,null,null,null,null,null,null,null,null,null,null,null,null,null,null,{"$f":"#REF!","v":{"$error":"#REF!"}},{"$f":"#REF!","v":{"$error":"#REF!"}},{"$f":"#REF!","v":{"$error":"#REF!"}},{"$f":"#REF!","v":{"$error":"#REF!"}}," "," "," "," "," "," "," "," "," "," "," "," "," "," "," "," "," "," "," "," "," "," "," "," ",{"$f":"#REF!","v":{"$error":"#REF!"}},{"$f":"#REF!","v":{"$error":"#REF!"}},{"$f":"#REF!","v":{"$error":"#REF!"}},{"$f":"#REF!","v":{"$error":"#REF!"}}]
[null,null,null,null,null,null,null,null,null,null,null,null,null,null,null,null,null,null,null,null,null,null,null,null,null,null,null,null,null,null,null,null,null,null,null,null,null,null,null,null,null,null,null,null,null,null,null,null,null,null,null,null,null,null,null,null,null,null,null,null,null,null,null,null,null,null,null,null,null,null,null,null,null,null,null,null,null,null,null,null,null,null,null,null,null,null,null,null,null,null,null,null,null,{"$f":"#REF!","v":{"$error":"#REF!"}},{"$f":"#REF!","v":{"$error":"#REF!"}},{"$f":"#REF!","v":{"$error":"#REF!"}},{"$f":"#REF!","v":{"$error":"#REF!"}}," "," "," "," "," "," "," "," "," "," "," "," "," "," "," "," "," "," "," "," "," "," "," "," ",{"$f":"#REF!","v":{"$error":"#REF!"}},{"$f":"#REF!","v":{"$error":"#REF!"}},{"$f":"#REF!","v":{"$error":"#REF!"}},{"$f":"#REF!","v":{"$error":"#REF!"}}]
[null,null,null,null,null,null,null,null,null,null,null,null,null,null,null,null,null,null,null,null,null,null,null,null,null,null,null,null,null,null,null,null,null,null,null,null,null,null,null,null,null,null,null,null,null,null,null,null,null,null,null,null,null,null,null,null,null,null,null,null,null,null,null,null,null,null,null,null,null,null,null,null,null,null,null,null,null,null,null,null,null,null,null,null,null,null,null,null,null,null,null,null,null,{"$f":"#REF!","v":{"$error":"#REF!"}},{"$f":"#REF!","v":{"$error":"#REF!"}},{"$f":"#REF!","v":{"$error":"#REF!"}},{"$f":"#REF!","v":{"$error":"#REF!"}}," "," "," "," "," "," "," "," "," "," "," "," "," "," "," "," "," "," "," ","  "," "," "," "," ",{"$f":"#REF!","v":{"$error":"#REF!"}},{"$f":"#REF!","v":{"$error":"#REF!"}},{"$f":"#REF!","v":{"$error":"#REF!"}},{"$f":"#REF!","v":{"$error":"#REF!"}}]
[null,null,null,null,null,null,null,null,null,null,null,null,null,null,null,null,null,null,null,null,null,null,null,null,null,null,null,null,null,null,null,null,null,null,null,null,null,null,null,null,null,null,null,null,null,null,null,null,null,null,null,null,null,null,null,null,null,null,null,null,null,null,null,null,null,null,null,null,null,null,null,null,null,null,null,null,null,null,null,null,null,null,null,null,null,null,null,null,null,null,null,null,null,{"$f":"#REF!","v":{"$error":"#REF!"}},{"$f":"#REF!","v":{"$error":"#REF!"}},{"$f":"#REF!","v":{"$error":"#REF!"}},{"$f":"#REF!","v":{"$error":"#REF!"}},{"$f":"AX9","v":"MTN649202"},4070,1,4070,"F411/1N",1237.5,1,1237.5,775633,2392.5,1,2392.5,"L5504RVF",8497.5,1,8497.5,{"$f":"BR9","v":"LCN-R1U"},797.5,1,797.5,{"$f":"BJ9","v":"L5504RVF"},8497.5,1,8497.5,{"$f":"#REF!","v":{"$error":"#REF!"}},{"$f":"#REF!","v":{"$error":"#REF!"}},{"$f":"#REF!","v":{"$error":"#REF!"}},{"$f":"#REF!","v":{"$error":"#REF!"}}]
[null,null,null,null,null,null,null,null,null,null,null,null,null,null,null,null,null,null,null,null,null,null,null,null,null,null,null,null,null,null,null,null,null,null,null,null,null,null,null,null,null,null,null,null,null,null,null,null,null,null,null,null,null,null,null,null,null,null,null,null,null,null,null,null,null,null,null,null,null,null,null,null,null,null,null,null,null,null,null,null,null,null,null,null,null,null,null,null,null,null,null,null,null,{"$f":"#REF!","v":{"$error":"#REF!"}},{"$f":"#REF!","v":{"$error":"#REF!"}},{"$f":"#REF!","v":{"$error":"#REF!"}},{"$f":"#REF!","v":{"$error":"#REF!"}}," "," "," "," "," "," "," "," "," "," "," "," "," "," "," "," "," "," "," "," "," "," "," "," ",{"$f":"#REF!","v":{"$error":"#REF!"}},{"$f":"#REF!","v":{"$error":"#REF!"}},{"$f":"#REF!","v":{"$error":"#REF!"}},{"$f":"#REF!","v":{"$error":"#REF!"}}]
[null,null,null,null,null,null,null,null,null,null,null,null,null,null,null,null,null,null,null,null,null,null,null,null,null,null,null,null,null,null,null,null,null,null,null,null,null,null,null,null,null,null,null,null,null,null,null,null,null,null,null,null,null,null,null,null,null,null,null,null,null,null,null,null,null,null,null,null,null,null,null,null,null,null,null,null,null,null,null,null,null,null,null,null,null,null,null,null,null,null,null,null,null,{"$f":"#REF!","v":{"$error":"#REF!"}},{"$f":"#REF!","v":{"$error":"#REF!"}},{"$f":"#REF!","v":{"$error":"#REF!"}},{"$f":"#REF!","v":{"$error":"#REF!"}},{"$f":"AX16","v":"MTN639125"},605,3,1815,"termohlavice",715,3,2145,"termohlavice",715,3,2145,"termohlavice",715,3,2145,{"$f":"BR16","v":"LCN-AVN"},852.5,3,2557.5,{"$f":"BJ16","v":"termohlavice"},715,3,2145,{"$f":"#REF!","v":{"$error":"#REF!"}},{"$f":"#REF!","v":{"$error":"#REF!"}},{"$f":"#REF!","v":{"$error":"#REF!"}},{"$f":"#REF!","v":{"$error":"#REF!"}}]
[null,null,null,null,null,null,null,null,null,null,null,null,null,null,null,null,null,null,null,null,null,null,null,null,null,null,null,null,null,null,null,null,null,null,null,null,null,null,null,null,null,null,null,null,null,null,null,null,null,null,null,null,null,null,null,null,null,null,null,null,null,null,null,null,null,null,null,null,null,null,null,null,null,null,null,null,null,null,null,null,null,null,null,null,null,null,null,null,null,null,null,null,null,{"$f":"#REF!","v":{"$error":"#REF!"}},{"$f":"#REF!","v":{"$error":"#REF!"}},{"$f":"#REF!","v":{"$error":"#REF!"}},{"$f":"#REF!","v":{"$error":"#REF!"}},"MTN649202",4070,2,8140,"F411/1N",1237.5,3,3712.5,775633,2392.5,3,7177.5," L5504AMP",9350,1,9350,"LCN-AO1R",1237.5,3,3712.5," L5504AMP",9350,1,9350,{"$f":"#REF!","v":{"$error":"#REF!"}},{"$f":"#REF!","v":{"$error":"#REF!"}},{"$f":"#REF!","v":{"$error":"#REF!"}},{"$f":"#REF!","v":{"$error":"#REF!"}}]
[null,null,null,null,null,null,null,null,null,null,null,null,null,null,null,null,null,null,null,null,null,null,null,null,null,null,null,null,null,null,null,null,null,null,null,null,null,null,null,null,null,null,null,null,null,null,null,null,null,null,null,null,null,null,null,null,null,null,null,null,null,null,null,null,null,null,null,null,null,null,null,null,null,null,null,null,null,null,null,null,null,null,null,null,null,null,null,null,null,null,null,null,null,{"$f":"#REF!","v":{"$error":"#REF!"}},{"$f":"#REF!","v":{"$error":"#REF!"}},{"$f":"#REF!","v":{"$error":"#REF!"}},{"$f":"#REF!","v":{"$error":"#REF!"}}," "," "," "," "," "," "," "," "," "," "," "," "," "," "," "," "," "," "," "," "," "," "," "," ",{"$f":"#REF!","v":{"$error":"#REF!"}},{"$f":"#REF!","v":{"$error":"#REF!"}},{"$f":"#REF!","v":{"$error":"#REF!"}},{"$f":"#REF!","v":{"$error":"#REF!"}}]
[null,null,null,null,null,null,null,null,null,null,null,null,null,null,null,null,null,null,null,null,null,null,null,null,null,null,null,null,null,null,null,null,null,null,null,null,null,null,null,null,null,null,null,null,null,null,null,null,null,null,null,null,null,null,null,null,null,null,null,null,null,null,null,null,null,null,null,null,null,null,null,null,null,null,null,null,null,null,null,null,null,null,null,null,null,null,null,null,null,null,null,null,null,{"$f":"#REF!","v":{"$error":"#REF!"}},{"$f":"#REF!","v":{"$error":"#REF!"}},{"$f":"#REF!","v":{"$error":"#REF!"}},{"$f":"#REF!","v":{"$error":"#REF!"}},"MTN6260‑1007",33412.5,1,33412.5,"L4684SDK",36107.5,1,36107.5,"7756 19",31707.5,1,31707.5," 5080CTC3-PW",56210,1,56210,"LCN-GT10DW",11660,1,11660," 5080CTC3-PW",56210,1,56210,{"$f":"#REF!","v":{"$error":"#REF!"}},{"$f":"#REF!","v":{"$error":"#REF!"}},{"$f":"#REF!","v":{"$error":"#REF!"}},{"$f":"#REF!","v":{"$error":"#REF!"}}]
[null,null,null,null,null,null,null,null,null,null,null,null,null,null,null,null,null,null,null,null,null,null,null,null,null,null,null,null,null,null,null,null,null,null,null,null,null,null,null,null,null,null,null,null,null,null,null,null,null,null,null,null,null,null,null,null,null,null,null,null,null,null,null,null,null,null,null,null,null,null,null,null,null,null,null,null,null,null,null,null,null,null,null,null,null,null,null,null,null,null,null,null,null,{"$f":"#REF!","v":{"$error":"#REF!"}},{"$f":"#REF!","v":{"$error":"#REF!"}},{"$f":"#REF!","v":{"$error":"#REF!"}},{"$f":"#REF!","v":{"$error":"#REF!"}}," "," "," "," "," "," "," "," "," "," "," "," "," "," "," "," "," "," "," "," "," "," "," "," ",{"$f":"#REF!","v":{"$error":"#REF!"}},{"$f":"#REF!","v":{"$error":"#REF!"}},{"$f":"#REF!","v":{"$error":"#REF!"}},{"$f":"#REF!","v":{"$error":"#REF!"}}]
[null,null,null,null,null,null,null,null,null,null,null,null,null,null,null,null,null,null,null,null,null,null,null,null,null,null,null,null,null,null,null,null,null,null,null,null,null,null,null,null,null,null,null,null,null,null,null,null,null,null,null,null,null,null,null,null,null,null,null,null,null,null,null,null,null,null,null,null,null,null,null,null,null,null,null,null,null,null,null,null,null,null,null,null,null,null,null,null,null,null,null,null,null,{"$f":"#REF!","v":{"$error":"#REF!"}},{"$f":"#REF!","v":{"$error":"#REF!"}},{"$f":"#REF!","v":{"$error":"#REF!"}},{"$f":"#REF!","v":{"$error":"#REF!"}},{"$f":"AX8","v":"MTN649704"},4867.5,1,4867.5,"F411/2",2035,3,6105,775623,2557.5,3,7672.5,"L5501RBCP",2667.5,3,8002.5,{"$f":"BR8","v":"LCN-R4M2H"},4922.5,1,4922.5,{"$f":"BJ8","v":"L5501RBCP"},2667.5,3,8002.5,{"$f":"#REF!","v":{"$error":"#REF!"}},{"$f":"#REF!","v":{"$error":"#REF!"}},{"$f":"#REF!","v":{"$error":"#REF!"}},{"$f":"#REF!","v":{"$error":"#REF!"}}]
[null,null,null,null,null,null,null,null,null,null,null,null,null,null,null,null,null,null,null,null,null,null,null,null,null,null,null,null,null,null,null,null,null,null,null,null,null,null,null,null,null,null,null,null,null,null,null,null,null,null,null,null,null,null,null,null,null,null,null,null,null,null,null,null,null,null,null,null,null,null,null,null,null,null,null,null,null,null,null,null,null,null,null,null,null,null,null,null,null,null,null,null,null,{"$f":"#REF!","v":{"$error":"#REF!"}},{"$f":"#REF!","v":{"$error":"#REF!"}},{"$f":"#REF!","v":{"$error":"#REF!"}},{"$f":"#REF!","v":{"$error":"#REF!"}},{"$f":"AX6","v":"MTN626199"},1540,3,4620,"H4652/2",1320,3,3960,"L4652/2",1320,3,3960,"5032NL",1980,3,5940,{"$f":"BR6","v":"LCN-UP24"},660,3,1980,{"$f":"BJ6","v":"5032NL"},1980,3,5940,{"$f":"#REF!","v":{"$error":"#REF!"}},{"$f":"#REF!","v":{"$error":"#REF!"}},{"$f":"#REF!","v":{"$error":"#REF!"}},{"$f":"#REF!","v":{"$error":"#REF!"}}]
[null,null,null,null,null,null,null,null,null,null,null,null,null,null,null,null,null,null,null,null,null,null,null,null,null,null,null,null,null,null,null,null,null,null,null,null,null,null,null,null,null,null,null,null,null,null,null,null,null,null,null,null,null,null,null,null,null,null,null,null,null,null,null,null,null,null,null,null,null,null,null,null,null,null,null,null,null,null,null,null,null,null,null,null,null,null,null,null,null,null,null,null,null,{"$f":"#REF!","v":{"$error":"#REF!"}},{"$f":"#REF!","v":{"$error":"#REF!"}},{"$f":"#REF!","v":{"$error":"#REF!"}},{"$f":"#REF!","v":{"$error":"#REF!"}},{"$f":"AX21","v":" "}," "," "," "," "," "," "," "," "," "," "," "," "," "," "," ",{"$f":"BR21","v":" "}," "," "," ",{"$f":"BJ21","v":" "}," "," "," ",{"$f":"#REF!","v":{"$error":"#REF!"}},{"$f":"#REF!","v":{"$error":"#REF!"}},{"$f":"#REF!","v":{"$error":"#REF!"}},{"$f":"#REF!","v":{"$error":"#REF!"}}]
[null,null,null,null,null,null,null,null,null,null,null,null,null,null,null,null,null,null,null,null,null,null,null,null,null,null,null,null,null,null,null,null,null,null,null,null,null,null,null,null,null,null,null,null,null,null,null,null,null,null,null,null,null,null,null,null,null,null,null,null,null,null,null,null,null,null,null,null,null,null,null,null,null,null,null,null,null,null,null,null,null,null,null,null,null,null,null,null,null,null,null,null,null,{"$f":"#REF!","v":{"$error":"#REF!"}},{"$f":"#REF!","v":{"$error":"#REF!"}},{"$f":"#REF!","v":{"$error":"#REF!"}},{"$f":"#REF!","v":{"$error":"#REF!"}}," "," "," "," "," "," "," "," "," "," "," "," "," "," "," "," "," "," "," "," "," "," "," "," ",{"$f":"#REF!","v":{"$error":"#REF!"}},{"$f":"#REF!","v":{"$error":"#REF!"}},{"$f":"#REF!","v":{"$error":"#REF!"}},{"$f":"#REF!","v":{"$error":"#REF!"}}]
[null,null,null,null,null,null,null,null,null,null,null,null,null,null,null,null,null,null,null,null,null,null,null,null,null,null,null,null,null,null,null,null,null,null,null,null,null,null,null,null,null,null,null,null,null,null,null,null,null,null,null,null,null,null,null,null,null,null,null,null,null,null,null,null,null,null,null,null,null,null,null,null,null,null,null,null,null,null,null,null,null,null,null,null,null,null,null,null,null,null,null,null,null,{"$f":"#REF!","v":{"$error":"#REF!"}},{"$f":"#REF!","v":{"$error":"#REF!"}},{"$f":"#REF!","v":{"$error":"#REF!"}},{"$f":"#REF!","v":{"$error":"#REF!"}}," "," "," "," "," "," "," "," "," "," "," "," ","5500PACA",13722.5,1,13722.5,"N/A","N/A"," ",0,"5500PACA",13722.5,1,13722.5,{"$f":"#REF!","v":{"$error":"#REF!"}},{"$f":"#REF!","v":{"$error":"#REF!"}},{"$f":"#REF!","v":{"$error":"#REF!"}},{"$f":"#REF!","v":{"$error":"#REF!"}}]
[null,null,null,null,null,null,null,null,null,null,null,null,null,null,null,null,null,null,null,null,null,null,null,null,null,null,null,null,null,null,null,null,null,null,null,null,null,null,null,null,null,null,null,null,null,null,null,null,null,null,null,null,null,null,null,null,null,null,null,null,null,null,null,null,null,null,null,null,null,null,null,null,null,null,null,null,null,null,null,null,null,null,null,null,null,null,null,null,null,null,null,null,null,{"$f":"#REF!","v":{"$error":"#REF!"}},{"$f":"#REF!","v":{"$error":"#REF!"}},{"$f":"#REF!","v":{"$error":"#REF!"}},{"$f":"#REF!","v":{"$error":"#REF!"}},{"$f":"#REF!","v":{"$error":"#REF!"}},{"$f":"#REF!","v":{"$error":"#REF!"}},{"$f":"#REF!","v":{"$error":"#REF!"}},{"$f":"#REF!","v":{"$error":"#REF!"}},{"$f":"#REF!","v":{"$error":"#REF!"}},{"$f":"#REF!","v":{"$error":"#REF!"}},{"$f":"#REF!","v":{"$error":"#REF!"}},{"$f":"#REF!","v":{"$error":"#REF!"}},{"$f":"#REF!","v":{"$error":"#REF!"}},{"$f":"#REF!","v":{"$error":"#REF!"}},{"$f":"#REF!","v":{"$error":"#REF!"}},{"$f":"#REF!","v":{"$error":"#REF!"}},{"$f":"#REF!","v":{"$error":"#REF!"}},{"$f":"#REF!","v":{"$error":"#REF!"}},{"$f":"#REF!","v":{"$error":"#REF!"}},{"$f":"#REF!","v":{"$error":"#REF!"}},{"$f":"#REF!","v":{"$error":"#REF!"}},{"$f":"#REF!","v":{"$error":"#REF!"}},{"$f":"#REF!","v":{"$error":"#REF!"}},{"$f":"#REF!","v":{"$error":"#REF!"}},{"$f":"#REF!","v":{"$error":"#REF!"}},{"$f":"#REF!","v":{"$error":"#REF!"}},{"$f":"#REF!","v":{"$error":"#REF!"}},{"$f":"#REF!","v":{"$error":"#REF!"}},{"$f":"#REF!","v":{"$error":"#REF!"}},{"$f":"#REF!","v":{"$error":"#REF!"}},{"$f":"#REF!","v":{"$error":"#REF!"}},{"$f":"#REF!","v":{"$error":"#REF!"}}]
[null,null,null,null,null,null,null,null,null,null,null,null,null,null,null,null,null,null,null,null,null,null,null,null,null,null,null,null,null,null,null,null,null,null,null,null,null,null,null,null,null,null,null,null,null,null,null,null,null,null,null,null,null,null,null,null,null,null,null,null,null,null,null,null,null,null,null,null,null,null,null,null,null,null,null,null,null,null,null,null,null,null,null,null,null,null,null,null,null,null,null,null,null,{"$f":"#REF!","v":{"$error":"#REF!"}},{"$f":"#REF!","v":{"$error":"#REF!"}},{"$f":"#REF!","v":{"$error":"#REF!"}},{"$f":"#REF!","v":{"$error":"#REF!"}},{"$f":"AX24","v":"MTN693004"},4125,1,4125,"E46ADCN",1897.5,1,1897.5,"E46ADCN",2887.5,1,2887.5,"5500PS",6022.5,1,6022.5,{"$f":"BR24","v":" LCN-NH24"},1375,1,1375,{"$f":"BJ24","v":"5500PS"},6022.5,1,6022.5,{"$f":"#REF!","v":{"$error":"#REF!"}},{"$f":"#REF!","v":{"$error":"#REF!"}},{"$f":"#REF!","v":{"$error":"#REF!"}},{"$f":"#REF!","v":{"$error":"#REF!"}}]
[null,null,null,null,null,null,null,null,null,null,null,null,null,null,null,null,null,null,null,null,null,null,null,null,null,null,null,null,null,null,null,null,null,null,null,null,null,null,null,null,null,null,null,null,null,null,null,null,null,null,null,null,null,null,null,null,null,null,null,null,null,null,null,null,null,null,null,null,null,null,null,null,null,null,null,null,null,null,null,null,null,null,null,null,null,null,null,null,null,null,null,null,null,{"$f":"#REF!","v":{"$error":"#REF!"}},{"$f":"#REF!","v":{"$error":"#REF!"}},{"$f":"#REF!","v":{"$error":"#REF!"}},{"$f":"#REF!","v":{"$error":"#REF!"}}," "," "," "," "," "," "," "," "," "," "," "," "," "," "," "," "," "," "," "," "," "," "," "," ",{"$f":"#REF!","v":{"$error":"#REF!"}},{"$f":"#REF!","v":{"$error":"#REF!"}},{"$f":"#REF!","v":{"$error":"#REF!"}},{"$f":"#REF!","v":{"$error":"#REF!"}}]
[null,null,null,null,null,null,null,null,null,null,null,null,null,null,null,null,null,null,null,null,null,null,null,null,null,null,null,null,null,null,null,null,null,null,null,null,null,null,null,null,null,null,null,null,null,null,null,null,null,null,null,null,null,null,null,null,null,null,null,null,null,null,null,null,null,null,null,null,null,null,null,null,null,null,null,null,null,null,null,null,null,null,null,null,null,null,null,null,null,null,null,null,null,{"$f":"#REF!","v":{"$error":"#REF!"}},{"$f":"#REF!","v":{"$error":"#REF!"}},{"$f":"#REF!","v":{"$error":"#REF!"}},{"$f":"#REF!","v":{"$error":"#REF!"}}," "," "," "," "," "," "," "," "," "," "," "," "," "," "," "," "," "," "," "," "," "," "," "," ",{"$f":"#REF!","v":{"$error":"#REF!"}},{"$f":"#REF!","v":{"$error":"#REF!"}},{"$f":"#REF!","v":{"$error":"#REF!"}},{"$f":"#REF!","v":{"$error":"#REF!"}}]
[null,null,null,null,null,null,null,null,null,null,null,null,null,null,null,null,null,null,null,null,null,null,null,null,null,null,null,null,null,null,null,null,null,null,null,null,null,null,null,null,null,null,null,null,null,null,null,null,null,null,null,null,null,null,null,null,null,null,null,null,null,null,null,null,null,null,null,null,null,null,null,null,null,null,null,null,null,null,null,null,null,null,null,null,null,null,null,null,null,null,null,null,null,{"$f":"#REF!","v":{"$error":"#REF!"}},{"$f":"#REF!","v":{"$error":"#REF!"}},{"$f":"#REF!","v":{"$error":"#REF!"}},{"$f":"#REF!","v":{"$error":"#REF!"}}," "," "," "," "," "," "," "," ",0,0,0,0," "," "," "," "," Software",25300,1,25300," "," "," "," ",{"$f":"#REF!","v":{"$error":"#REF!"}},{"$f":"#REF!","v":{"$error":"#REF!"}},{"$f":"#REF!","v":{"$error":"#REF!"}},{"$f":"#REF!","v":{"$error":"#REF!"}}]
[]
[null,null,null,null,null,null,null,null,null,null,null,null,null,null,null,null,null,null,null,null,null,null,null,null,null,null,null,null,null,null,null,null,null,null,null,null,null,null,null,null,null,null,null,null,null,null,null,null,null,null,null,null,null,null,null,null,null,null,null,null,null,null,null,null,null,null,null,null,null,null,null,null,null,null,null,null,null,null,null,null,null,null,null,null,null,null,null,null,null,null,null,null,null,{"$f":"#REF!","v":{"$error":"#REF!"}},{"$f":"#REF!","v":{"$error":"#REF!"}},{"$f":"#REF!","v":{"$error":"#REF!"}},{"$f":"#REF!","v":{"$error":"#REF!"}},{"$f":"AX29","v":" "},63195," "," "," ",49225," "," "," ",48675," "," "," ",119102.5," "," ",{"$f":"BR29","v":" "},52525," "," ",{"$f":"BJ29","v":" "},119102.5," "," ",{"$f":"#REF!","v":{"$error":"#REF!"}},{"$f":"#REF!","v":{"$error":"#REF!"}},{"$f":"#REF!","v":{"$error":"#REF!"}},{"$f":"#REF!","v":{"$error":"#REF!"}}]
[null,null,null,null,null,null,null,null,null,null,null,null,null,null,null,null,null,null,null,null,null,null,null,null,null,null,null,null,null,null,null,null,null,null,null,null,null,null,null,null,null,null,null,null,null,null,null,null,null,null,null,null,null,null,null,null,null,null,null,null,null,null,null,null,null,null,null,null,null,null,null,null,null,null,null,null,null,null,null,null,null,null,null,null,null,null,null,null,null,null,null,null,null,{"$f":"#REF!","v":{"$error":"#REF!"}},{"$f":"#REF!","v":{"$error":"#REF!"}},{"$f":"#REF!","v":{"$error":"#REF!"}},{"$f":"#REF!","v":{"$error":"#REF!"}}," "," ",18," "," "," ",27," "," "," ",27," "," "," ",20," "," "," ",22," "," "," ",20," ",{"$f":"#REF!","v":{"$error":"#REF!"}},{"$f":"#REF!","v":{"$error":"#REF!"}},{"$f":"#REF!","v":{"$error":"#REF!"}},{"$f":"#REF!","v":{"$error":"#REF!"}}]
[null,null,null,null,null,null,null,null,null,null,null,null,null,null,null,null,null,null,null,null,null,null,null,null,null,null,null,null,null,null,null,null,null,null,null,null,null,null,null,null,null,null,null,null,null,null,null,null,null,null,null,null,null,null,null,null,null,null,null,null,null,null,null,null,null,null,null,null,null,null,null,null,null,null,null,null,null,null,null,null,null,null,null,null,null,null,null,null,null,null,null,null,null,{"$f":"#REF!","v":{"$error":"#REF!"}},{"$f":"#REF!","v":{"$error":"#REF!"}},{"$f":"#REF!","v":{"$error":"#REF!"}},{"$f":"#REF!","v":{"$error":"#REF!"}},{"$f":"AX31","v":" "}," "," ",85580," "," "," ",87285," "," "," ",90282.5,0,0,0,154275,"Cena bez dotykového panelu",0,0,75185,null,null,{"$f":"BL31","v":0},{"$f":"BM31","v":154275},{"$f":"#REF!","v":{"$error":"#REF!"}},{"$f":"#REF!","v":{"$error":"#REF!"}},{"$f":"#REF!","v":{"$error":"#REF!"}},{"$f":"#REF!","v":{"$error":"#REF!"}}]
[]
[]
[null,null,null,null,null,null,null,null,null,null,null,null,null,null,null,null,null,null,null,null,null,null,null,null,null,null,null,null,null,null,null,null,null,null,null,null,null,null,null,null,null,null,null,null,null,null,null,null,null,null,null,null,null,null,null,null,null,null,null,null,null,null,null,null,null,null,null,null,null,null,null,null,null,null,null,null,null,null,null,null,null,null,null,null,null,null,null,null,"Popis vzorového projektu: Uvažují se vždy 3 pokoje - obývák s kuchyní, dětský pokoj a ložnice. V každé místnosti se ovládá: 2x světla, 1x topení, 1x žaluzie. Jsou kalkulovány pouze ty prvky, které se u dané funkce mění. Ty, které zůstávají funkčně stejné (bez ohledu na design a provedení) se nekalkulují. Nejsou kalkulovány zařízení a spotřebiče: světla, lampy, radiátory, podlahovka, žaluzie. Ty ale v rámci porovnání zůstávají shodné. Nejsou kalkulovány kabely a instalační materiál. Cena ale v rámci uvedených instalací bude podobná a nebude se lišit o více než 10%. Vypínače a ovladače jsou kalkulovány v základních designech (většinou plastové rámečky). Ceny jsou uvedeny v Kč bez DPH.  ",null,null,null,null,null,null,null,null,null,null,null,null,null,null,null,null,null,null,null,null,null,null,null,null,null,null,null,null,null,null,null,null,null,null,null,null,"Popis vzorového projektu: Uvažují se vždy 3 pokoje - obývák s kuchyní, dětský pokoj a ložnice. V každé místnosti se ovládá: 2x světla, 1x topení, 1x žaluzie. Jsou kalkulovány pouze ty prvky, které se u dané funkce mění. Ty, které zůstávají funkčně stejné (bez ohledu na design a provedení) se nekalkulují. Nejsou kalkulovány zařízení a spotřebiče: světla, lampy, radiátory, podlahovka, žaluzie. Ty ale v rámci porovnání zůstávají shodné. Nejsou kalkulovány kabely a instalační materiál. Cena ale v rámci uvedených instalací bude podobná a nebude se lišit o více než 10%. Vypínače a ovladače jsou kalkulovány v základních designech (většinou plastové rámečky). Ceny jsou uvedeny v Kč bez DPH.  "]
[]
[null,null,null,null,null,null,null,null,null,null,null,null,null,null,null,null,null,null,null,null,null,null,null,null,null,null,null,null,null,null,null,null,null,null,null,null,null,null,null,null,null,null,null,null,null,null,null,null,null,null,null,null,null,null,null,null,null,null,null,null,null,null,null,null,null,null,null,null,null,null,null,null,null,null,null,null,null,null,null,null,null,null,null,null,null,null,null,null,null,null,null,null,null,null,null,null,null,null,null,null,null,null,null,null,null,null,null,null,null,null,null,null,null,null,null,null,null,null,null,null,null,null,null,null,null,"Poznámka: Vybírány byly přednostně jednotky určené pro montáž do rozváděče s nejnižší cenou. V případě, že jednotku se nepodařilo zjistit nebo se nevyrábí, je daná položka nahrazena zkratkou N/A a cena je nastavena na 0. "]
[]
[]
[]
[]
[]
[]
[]
[]
[]
[null,null,null,null,null,null,null,null,null,null,null,null,null,null,null,null,null,null,null,null,null,null,null,null,null,null,null,null,null,null,null,null,null,null,null,null,null,null,null,null,null,null,null,null,null,null,null,null,null,null,null,null,null,null,null,null,null,null,null,null,null,null,null,null,null,null,null,null,null,null,null,null,null,null,null,null,null,null,null,null,null,null,null,null,null,null,null,null,null,null,null,null,null,null,null,null,null,null,null,null,null,null,null,null,null,null,null,null,null,null,null,null,null,null,null,null,null,null,null,null,null,null,null,null," ",null,null,null,null,null,null,null,null,null,null,null,null,null,null,null,null,null,null,null,null,null," "]
[]
[]
[]
[]
[]
[]
[]
[]
[]
[]
[]
[]
[]
[]
[]
[]
[null,null,null,null,null,null,null,null,null,null,null,null,null,null,null,null,null,null,null,null,null,null,null,null,null,null,null,null,null,null,null,null,null,null,null,null,null,null,null,null,null,null,null,null,null,null,null,null,null,null,null,null,null,null,null,null,null,null,null,null,null,null,null,null,null,null,null,null,null,null,null,null,null,null,null,null,null,null,null,null,null,null,null,null,null,null,null,null,null,null,null,null,null,null," "]

{"sheet":"POROVNÁNÍ iNELS vs KNX","index":3,"n_rows":31,"n_cols":5,"rows_kept":31,"cut":false,"hidden":false,"merged":[[25,1,25,4],[27,1,27,4],[28,3,29,3],[28,4,29,4],[4,1,4,4],[9,1,9,4],[19,1,19,4],[22,2,23,2]]}
[]
[]
[]
[]
[null,"Struktura systému"]
[null,null,"Centralizovaný systém",null,"Decentralizovaný systém"]
[null,null,"Centrální jednotka – vše na jednom místě (uživatelský projekt, logy, webserver, ethernetový port pro komunikaci)",null,"Jednotky mohou pracovat autonomně"]
[null,null,null,null,"Pro komunikaci vyžadována KNX/IP gateway"]
[null,null,null,null,"V průměru 2x dražší"]
[null,"Sběrnice a kabeláž"]
[null,null,"Kroucený stíněný pár 2x2x0.8mm",null,"Kroucený stíněný pár 2x2x0.8mm"]
[null,null,"Počet vodičů sběrnice: 2",null,"Počet vodičů sběrnice: 2"]
[null,null,"Napětí na sběrnici 27 V DC",null,"Napětí na sběrnici 29 V DC"]
[null,null,"Volná topologie (linie, strom, hvězda)",null,"Volná topologie (linie, strom, hvězda)"]
[null,null,"Rychlost přenosu dat: 112500 bit/s",null,"Rychlost přenosu dat: 9600 bit/s"]
[null,null,"Maximální délka sběrnice: 550m",null,"Maximální délka sběrnice: 350m"]
[null,null,"Maximální počet jednotek na sběrnici: 32",null,"Maximální počet jednotek na sběrnici: 64"]
[null,null,"Maximální počet jednotek pod jednou centrální jednotkou: 576",null,"Maximální počet jednotek: 58 tis."]
[null,null,"Využitím API k centrální jednotce (ASCII komunikace) lze v rámci BMS komunikovat s více systémy (desítky)"]
[null,"Parametrizace"]
[null,null,"iNELS3 Designer & Manager (iDM3)",null,"Engineering Tool Software (ETS5)"]
[null,null,"Jednodušší",null,"Složitější"]
[null,null,"Freeware",null,"ETS5 Proffesional – 1000 dolarů"]
[null,null,null,null,"ETS Supplementary – 150 dolarů (k Proffesional verzi lze dokopit pouze jedna tato licence)"]
[null,null,"Adresace: přiřazeno z výroby",null,"Adresace: nutné přiřazovat skupinové adresy"]
[null,"Školení"]
[null,null,"3 dny včetně multimédií a integrace třetích stran",null,"5 dnů bez multimédií"]
[null,"Multimediální nástavba"]
[null,null,"Vlastní integrované řešení (iMM)"]
[null,null,"LARA Intercom"]
[null,null,"Možnost spojení s Crestron, Control4, AMX, CUE",null,"Nástavby třetích stran"]